## BCB Breakdown
[26 empty] | 0 | 0 | 0 | 0 | 0,;!0,;!0,;!0 | #N/A | #N/A
BUDGETARY COST BREAKDOWN
Bid Price Proposal with Bid Summary, BCB and Built-Up Rates
Project: |  | 4PH QCITIZEN HOMES NIA ROAD RENTAL HOUSING PROJECT |  |  |  | CFA (m2) : | 12013.11 | per Bldg |  |  |  |  | Start Date:
Location: |  | Nia Road, Brgy. Pinyahan, Quezon City |  |  |  | Unit Area (m2): | 27 | per unit |  |  |  |  | Finish Date:
Package: |  | Complete Design & Build of CSA and MEPF Works |  |  |  | # of Units : | 308 | per Bldg |  |  |  |  | New Finish Date:
[6 empty] | # of Bldgs : | 1 | [5 empty] | New Finish Date:
|  | L1 | L2 | L3 |  |  |  |  | 1.4895 | [10 empty] | 'Library'!AX5:BC614
|  |  | ITEM |  |  | Quantity | UoM | Material Rate | Material Cost | Labor Rate | Labor Cost | Services Rate | Services Cost | Total Cost | % WT | Cost Per CFA | Cost Per Unit | REMARKS |  | #N/A | [5 empty] | 0 | 3 | 4 | 5
|  |  | GRAND TOTAL |  |  | 1 | lot | 203013424.6759 | 203013424.6759 | 77432900.0235 | 77432900.0235 | 71075884.7068 | 71075884.7068 | 351522209.4061 | 100% | 29261.5492 | 1141305.8747 |  |  | #REF! | L0# | L0 | L3 | L4 | L5 | L0 | L3 | L4 | L5 | L0,L3,L4,L5 | UoM | Desc
1.0 | GENERAL REQUIREMENTS |  |  |  |  | 1 | lot | 25791745.4747 | 25791745.4747 | 31173369.0855 | 31173369.0855 | 19690517.6824 | 19690517.6824 | 76655632.2426 | 21.81% | 6380.9981 | 248881.9229 |  |  | #REF! | [5 empty] | #REF! | 0 | 0 | 0 | #REF! | #REF! | #REF!
|  | Mobilization/Demobilization |  |  |  | 1 | lot | 461724.5209 | 461724.5209 | 0 | 0 | 181120 | 181120 | 642844.5209 | 0.1829% | 53.5119 | 2087.1575 | [8 empty] | 0 | 0 | 0 | 0 | 0,;!0,;!0,;!0 | #N/A | #N/A
|  | Temp. Facil. - Site Devt., Offices & Utilities |  |  |  | 1 | lot | 6815919.3396 | 6815919.3396 | 461005.9095 | 461005.9095 | 778172.9801 | 778172.9801 | 8055098.2291 | 2.291% | 670.5256 | 26152.9163 | [8 empty] | 0 | 0 | 0 | 0 | 0,;!0,;!0,;!0 | #N/A | #N/A
|  | Temp. Facil. - Utilities installed in Bldg |  |  |  | 1 | lot | 2662081.1288 | 2662081.1288 | 0 | 0 | 0 | 0 | 2662081.1288 | 0.7573% | 221.598 | 8643.1205 | [8 empty] | 0 | 0 | 0 | 0 | 0,;!0,;!0,;!0 | #N/A | #N/A
|  | Office Equip & Supplies |  |  |  | 1 | lot | 3022068.7029 | 3022068.7029 | 56693.6 | 56693.6 | 0 | 0 | 3078762.3029 | 0.8758% | 256.2835 | 9995.9815 | [8 empty] | 0 | 0 | 0 | 0 | 0,;!0,;!0,;!0 | #N/A | #N/A
|  | Site Management Organization (HR) (No. of Staffs) |  |  |  | 1 | lot | 0 | 0 | 23200000 | 23200000 | 0 | 0 | 23200000 | 6.6% | 1931.2235 | 75324.6753 | [8 empty] | 0 | 0 | 0 | 0 | 0,;!0,;!0,;!0 | #N/A | #N/A
|  | Support Crew -Admin workers |  |  |  | 1 | lot | 0 | 0 | 4000000 | 4000000 | 0 | 0 | 4000000 | 1.138% | 332.9696 | 12987.013 | [8 empty] | 0 | 0 | 0 | 0 | 0,;!0,;!0,;!0 | #N/A | #N/A
|  | Utilities (Power/ Water/ Comm) |  |  |  | 1 | lot | 3853488.8 | 3853488.8 | 0 | 0 | 0 | 0 | 3853488.8 | 1.096% | 320.7736 | 12511.3273 | [8 empty] | 0 | 0 | 0 | 0 | 0,;!0,;!0,;!0 | #N/A | #N/A
|  | Security Services |  |  |  | 1 | lot | 0 | 0 | 2783857.724 | 2783857.724 | 0 | 0 | 2783857.724 | 0.7919% | 231.735 | 9038.4991 | [8 empty] | 0 | 0 | 0 | 0 | 0,;!0,;!0,;!0 | #N/A | #N/A
|  | Housekeeping & Sanitation Services |  |  |  | 1 | lot | 476000 | 476000 | 324000 | 324000 | 0 | 0 | 800000 | 0.2276% | 66.5939 | 2597.4026 | [8 empty] | 0 | 0 | 0 | 0 | 0,;!0,;!0,;!0 | #N/A | #N/A
|  | Support Equipment |  |  |  | 1 | lot | 0 | 0 | 0 | 0 | 14000000 | 14000000 | 14000000 | 3.983% | 1165.3935 | 45454.5455 | [8 empty] | 0 | 0 | 0 | 0 | 0,;!0,;!0,;!0 | #N/A | #N/A
|  | Fuel and Oil |  |  |  | 1 | lot | 3247281.5543 | 3247281.5543 | 0 | 0 | 0 | 0 | 3247281.5543 | 0.9238% | 270.3115 | 10543.1219 | [8 empty] | 0 | 0 | 0 | 0 | 0,;!0,;!0,;!0 | #N/A | #N/A
|  | Safety Provisions, Safety Measures and First Aid Support |  |  |  | 1 | lot | 2452188.148 | 2452188.148 | 347811.852 | 347811.852 | 0 | 0 | 2800000 | 0.7965% | 233.0787 | 9090.9091 | [8 empty] | 0 | 0 | 0 | 0 | 0,;!0,;!0,;!0 | #N/A | #N/A
|  | Drawing Services |  |  |  | 1 | lot | 0 | 0 | 0 | 0 | 4262041.1614 | 4262041.1614 | 4262041.1614 | 1.212% | 354.7825 | 13837.796 | [8 empty] | 0 | 0 | 0 | 0 | 0,;!0,;!0,;!0 | #N/A | #N/A
|  | Bonds, Insurances & Permits |  |  |  | 1 | lot | 1959999.9469 | 1959999.9469 | 0 | 0 | 0 | 0 | 1959999.9469 | 0.5576% | 163.1551 | 6363.6362 | [8 empty] | 0 | 0 | 0 | 0 | 0,;!0,;!0,;!0 | #N/A | #N/A
|  | Material Testing |  |  |  | 1 | lot | 0 | 0 | 0 | 0 | 469183.5409 | 469183.5409 | 469183.5409 | 0.1335% | 39.056 | 1523.3232 | [8 empty] | 0 | 0 | 0 | 0 | 0,;!0,;!0,;!0 | #N/A | #N/A
|  | Property Damage |  |  |  | 1 | lot | 0 | 0 | 0 | 0 | 0 | 0 | 0 | 0% | 0 | 0 | [8 empty] | 0 | 0 | 0 | 0 | 0,;!0,;!0,;!0 | #N/A | #N/A
|  | Project, Owner and Consultant Details |  |  |  | 1 | lot | 840993.3333 | 840993.3333 | 0 | 0 | 0 | 0 | 840993.3333 | 0.2392% | 70.0063 | 2730.4978 | [8 empty] | 0 | 0 | 0 | 0 | 0,;!0,;!0,;!0 | #N/A | #N/A
2.0 | STRUCTURAL |  |  |  |  | 1 | lot | 87302384.3849 | 87302384.3849 | 20247016.1886 | 20247016.1886 | 261166.3246 | 261166.3246 | 107810566.8981 | 30.67% | 8974.4094 | 350034.3081 | [8 empty] | 0 | 0 | 0 | 0 | 0,;!0,;!0,;!0 | #N/A | #N/A
|  | Siteworks |  |  |  | 1 | lot | 2237859.8667 | 2237859.8667 | 3667076.0962 | 3667076.0962 | 261166.3246 | 261166.3246 | 6166102.2874 | 1.754% | 513.2811 | 20019.8126 | [8 empty] | 0 | 0 | 0 | 0 | 0,;!0,;!0,;!0 | #N/A | #N/A
|  |  | Excavation Works |  |  | 5442.834 | m3 | 0 | 0 | 323.55 | 1761028.9407 | 0 | 0 | 1761028.9407 | 0.501% | 146.5923 | 5717.6264 | [8 empty] | 0 | 0 | 0 | 0 | 0,;!0,;!0,;!0 | #N/A | #N/A
|  |  | Backfilling and Compaction |  |  | 4830.9194 | m3 | 392.8571 | 1897861.1948 | 312.5 | 1509662.3141 | 0 | 0 | 3407523.5089 | 0.9694% | 283.6504 | 11063.388 | [8 empty] | 0 | 0 | 0 | 0 | 0,;!0,;!0,;!0 | #N/A | #N/A
|  |  | Haul-out of Excavated Soil |  |  | 795.489 | m3 | 0 | 0 | 0 | 0 | 195.875 | 155816.4027 | 155816.4027 | 0.04433% | 12.9705 | 505.8974 | [8 empty] | 0 | 0 | 0 | 0 | 0,;!0,;!0,;!0 | #N/A | #N/A
|  |  | Gravel Bedding |  |  | 223.9991 | m3 | 1517.8571 | 339998.6719 | 295.525 | 66197.3414 | 0 | 0 | 406196.0133 | 0.1156% | 33.8127 | 1318.8182 | [8 empty] | 0 | 0 | 0 | 0 | 0,;!0,;!0,;!0 | #N/A | #N/A
|  |  | Trimming Works |  |  | 2935 | m2 | 0 | 0 | 112.5 | 330187.5 | 0 | 0 | 330187.5 | 0.09393% | 27.4856 | 1072.0373 | [8 empty] | 0 | 0 | 0 | 0 | 0,;!0,;!0,;!0 | #N/A | #N/A
|  |  | Soil Poisoning |  |  | 1021.575 | m2 | 0 | 0 | 0 | 0 | 103.125 | 105349.9219 | 105349.9219 | 0.02997% | 8.7696 | 342.0452 | [8 empty] | 0 | 0 | 0 | 0 | 0,;!0,;!0,;!0 | #N/A | #N/A
|  | Rebar (Grade 80) |  |  |  | 1 | lot | 36189696.4985 | 36189696.4985 | 4661081.1328 | 4661081.1328 | 0 | 0 | 40850777.6314 | 11.62% | 3400.5164 | 132632.3949 | [8 empty] | 0 | 0 | 0 | 0 | 0,;!0,;!0,;!0 | #N/A | #N/A
|  |  | Mat Footing |  |  | 96853.7522 | kgs | 40.1786 | 3891445.4004 | 5.8929 | 570745.3254 | 0 | 0 | 4462190.7258 | 1.269% | 371.4434 | 14487.6322 | [8 empty] | 0 | 0 | 0 | 0 | 0,;!0,;!0,;!0 | #N/A | #N/A
|  |  | Domestic Water Tank (Wall) |  |  | 1268.4047 | kgs | 40.1786 | 50962.6883 | 5.8929 | 7474.5276 | 0 | 0 | 58437.2159 | 0.01662% | 4.8645 | 189.7312 | [8 empty] | 0 | 0 | 0 | 0 | 0,;!0,;!0,;!0 | #N/A | #N/A
|  |  | Footing Tie Beam |  |  | 9824.3654 | kgs | 40.1786 | 394728.9663 | 5.8929 | 57893.5817 | 0 | 0 | 452622.548 | 0.1288% | 37.6774 | 1469.5537 | [8 empty] | 0 | 0 | 0 | 0 | 0,;!0,;!0,;!0 | #N/A | #N/A
|  |  | Slab on Grade |  |  | 6915.64 | kgs | 40.1786 | 277860.5375 | 5.8929 | 40752.8788 | 0 | 0 | 318613.4163 | 0.09064% | 26.5221 | 1034.4591 | [8 empty] | 0 | 0 | 0 | 0 | 0,;!0,;!0,;!0 | #N/A | #N/A
|  |  | Shearwall |  |  | 261505.6166 | kgs | 40.1786 | 10506922.0961 | 5.8929 | 1541015.2408 | 0 | 0 | 12047937.3369 | 3.427% | 1002.8991 | 39116.6797 | [8 empty] | 0 | 0 | 0 | 0 | 0,;!0,;!0,;!0 | #N/A | #N/A
|  |  | Gravity Wall |  |  | 41227.0911 | kgs | 40.1786 | 1656445.6264 | 5.8929 | 242945.3585 | 0 | 0 | 1899390.9849 | 0.5403% | 158.1098 | 6166.8538 | [8 empty] | 0 | 0 | 0 | 0 | 0,;!0,;!0,;!0 | #N/A | #N/A
|  |  | Beams & Girder |  |  | 101751.4258 | kgs | 40.1786 | 4088226.9305 | 5.8929 | 599606.6165 | 0 | 0 | 4687833.547 | 1.334% | 390.2265 | 15220.2388 | [8 empty] | 0 | 0 | 0 | 0 | 0,;!0,;!0,;!0 | #N/A | #N/A
|  |  | Suspended Slab |  |  | 10297.3378 | kgs | 40.1786 | 413732.3207 | 5.8929 | 60680.7404 | 0 | 0 | 474413.0611 | 0.135% | 39.4913 | 1540.3021 | [8 empty] | 0 | 0 | 0 | 0 | 0,;!0,;!0,;!0 | #N/A | #N/A
|  |  | Flat Slab |  |  | 206170.9534 | kgs | 40.1786 | 8283654.3775 | 5.8929 | 1214935.9754 | 0 | 0 | 9498590.3529 | 2.702% | 790.6854 | 30839.5791 | [8 empty] | 0 | 0 | 0 | 0 | 0,;!0,;!0,;!0 | #N/A | #N/A
|  |  | Column |  |  | 472.3941 | kgs | 40.1786 | 18980.12 | 5.8929 | 2783.7509 | 0 | 0 | 21763.871 | 0.006191% | 1.8117 | 70.6619 | [8 empty] | 0 | 0 | 0 | 0 | 0,;!0,;!0,;!0 | #N/A | #N/A
|  |  | Elevator Pit Wall |  |  | 215.4757 | kgs | 40.1786 | 8657.5039 | 5.8929 | 1269.7672 | 0 | 0 | 9927.2712 | 0.002824% | 0.82637 | 32.2314 | [8 empty] | 0 | 0 | 0 | 0 | 0,;!0,;!0,;!0 | #N/A | #N/A
|  |  | Stairs |  |  | 4318.8737 | kgs | 40.1786 | 173526.1736 | 5.8929 | 25450.5055 | 0 | 0 | 198976.679 | 0.0566% | 16.5633 | 646.0282 | [8 empty] | 0 | 0 | 0 | 0 | 0,;!0,;!0,;!0 | #N/A | #N/A
|  |  | Canopy |  |  | 1028.8012 | kgs | 40.1786 | 41335.7618 | 5.8929 | 6062.5784 | 0 | 0 | 47398.3402 | 0.01348% | 3.9456 | 153.8907 | [8 empty] | 0 | 0 | 0 | 0 | 0,;!0,;!0,;!0 | #N/A | #N/A
|  |  | Rebar Consumables |  |  | 741850.1316 | kgs | 2.6786 | 1987098.5669 | 0 | 0 | 0 | 0 | 1987098.5669 | 0.5653% | 165.4108 | 6451.6187 | [8 empty] | 0 | 0 | 0 | 0 | 0,;!0,;!0,;!0 | #N/A | #N/A
|  |  | Rebar Coupler. 25mmØ |  |  | 6030 | pcs | 632.1429 | 3811821.4286 | 44.6429 | 269196.4286 | 0 | 0 | 4081017.8571 | 1.161% | 339.7137 | 13250.058 | [8 empty] | 0 | 0 | 0 | 0 | 0,;!0,;!0,;!0 | #N/A | #N/A
|  |  | SS Mortar |  |  | 227 | bags | 2574 | 584298 | 89.2857 | 20267.8571 | 0 | 0 | 604565.8571 | 0.172% | 50.3255 | 1962.8762 | [8 empty] | 0 | 0 | 0 | 0 | 0,;!0,;!0,;!0 | #N/A | #N/A
|  | Formworks |  |  |  | 1 | lot | 17483837.3706 | 17483837.3706 | 8464886.0509 | 8464886.0509 | 0 | 0 | 25948723.4215 | 7.382% | 2160.0338 | 84249.102 | [8 empty] | 0 | 0 | 0 | 0 | 0,;!0,;!0,;!0 | #N/A | #N/A
|  |  | Mat Footing |  |  | 495.936 | m2 | 400 | 198374.4 | 245.5357 | 121770 | 0 | 0 | 320144.4 | 0.09107% | 26.6496 | 1039.4299 | [8 empty] | 0 | 0 | 0 | 0 | 0,;!0,;!0,;!0 | #N/A | #N/A
|  |  | Domestic Water Tank (Wall) |  |  | 204.1389 | m2 | 400 | 81655.56 | 245.5357 | 50123.3906 | 0 | 0 | 131778.9506 | 0.03749% | 10.9696 | 427.8537 | [8 empty] | 0 | 0 | 0 | 0 | 0,;!0,;!0,;!0 | #N/A | #N/A
|  |  | Footing Tie Beam |  |  | 418.5216 | m2 | 400 | 167408.64 | 245.5357 | 102762 | 0 | 0 | 270170.64 | 0.07686% | 22.4897 | 877.1774 | [8 empty] | 0 | 0 | 0 | 0 | 0,;!0,;!0,;!0 | #N/A | #N/A
|  |  | Slab on Grade |  |  | 141.8655 | m2 | 400 | 56746.2 | 245.5357 | 34833.0469 | 0 | 0 | 91579.2469 | 0.02605% | 7.6233 | 297.3352 | [8 empty] | 0 | 0 | 0 | 0 | 0,;!0,;!0,;!0 | #N/A | #N/A
|  |  | Shearwall |  |  | 11407.662 | m2 | 400 | 4563064.8 | 245.5357 | 2800988.4375 | 0 | 0 | 7364053.2375 | 2.095% | 613.0014 | 23909.2638 | [8 empty] | 0 | 0 | 0 | 0 | 0,;!0,;!0,;!0 | #N/A | #N/A
|  |  | Gravity Wall |  |  | 8644.9146 | m2 | 400 | 3457965.84 | 245.5357 | 2122635.2812 | 0 | 0 | 5580601.1212 | 1.588% | 464.5426 | 18118.8348 | [8 empty] | 0 | 0 | 0 | 0 | 0,;!0,;!0,;!0 | #N/A | #N/A
|  |  | Beams & Girder |  |  | 3123.4416 | m2 | 400 | 1249376.65 | 245.5357 | 766916.4704 | 0 | 0 | 2016293.1204 | 0.5736% | 167.8411 | 6546.4062 | [8 empty] | 0 | 0 | 0 | 0 | 0,;!0,;!0,;!0 | #N/A | #N/A
|  |  | Suspended Slab |  |  | 72.7545 | m2 | 400 | 29101.8 | 245.5357 | 17863.8281 | 0 | 0 | 46965.6281 | 0.01336% | 3.9095 | 152.4858 | [8 empty] | 0 | 0 | 0 | 0 | 0,;!0,;!0,;!0 | #N/A | #N/A
|  |  | Flat Slab |  |  | 9094.2075 | m2 | 400 | 3637683 | 245.5357 | 2232952.7344 | 0 | 0 | 5870635.7344 | 1.67% | 488.6858 | 19060.5056 | [8 empty] | 0 | 0 | 0 | 0 | 0,;!0,;!0,;!0 | #N/A | #N/A
|  |  | Column |  |  | 35.4375 | m2 | 400 | 14175 | 245.5357 | 8701.1719 | 0 | 0 | 22876.1719 | 0.006508% | 1.9043 | 74.2733 | [8 empty] | 0 | 0 | 0 | 0 | 0,;!0,;!0,;!0 | #N/A | #N/A
|  |  | Elevator Pit Wall |  |  | 37.485 | m2 | 400 | 14994 | 245.5357 | 9203.9062 | 0 | 0 | 24197.9062 | 0.006884% | 2.0143 | 78.5646 | [8 empty] | 0 | 0 | 0 | 0 | 0,;!0,;!0,;!0 | #N/A | #N/A
|  |  | Stairs |  |  | 632.0423 | m2 | 400 | 252816.921 | 245.5357 | 155188.9582 | 0 | 0 | 408005.8792 | 0.1161% | 33.9634 | 1324.6944 | [8 empty] | 0 | 0 | 0 | 0 | 0,;!0,;!0,;!0 | #N/A | #N/A
|  |  | Canopy |  |  | 166.7653 | m2 | 400 | 66706.101 | 245.5357 | 40946.8254 | 0 | 0 | 107652.9264 | 0.03062% | 8.9613 | 349.5225 | [8 empty] | 0 | 0 | 0 | 0 | 0,;!0,;!0,;!0 | #N/A | #N/A
|  |  | Formworks Consumables |  |  | 34475.1723 | m2 | 107.1429 | 3693768.4586 | 0 | 0 | 0 | 0 | 3693768.4586 | 1.051% | 307.4781 | 11992.7547 | [8 empty] | 0 | 0 | 0 | 0 | 0,;!0,;!0,;!0 | #N/A | #N/A
|  | Concrete |  |  |  | 1 | lot | 31390990.6491 | 31390990.6491 | 3453972.9087 | 3453972.9087 | 0 | 0 | 34844963.5578 | 9.913% | 2900.5781 | 113132.9986 | [8 empty] | 0 | 0 | 0 | 0 | 0,;!0,;!0,;!0 | #N/A | #N/A
|  |  | Mat Footing. 6000 psi |  |  | 1338.8025 | m3 | 5600 | 7497294 | 245.5357 | 328723.8281 | 0 | 0 | 7826017.8281 | 2.226% | 651.4564 | 25409.1488 | [8 empty] | 0 | 0 | 0 | 0 | 0,;!0,;!0,;!0 | #N/A | #N/A
|  |  | Domestic Water Tank (Wall). 8000 psi |  |  | 15.3104 | m3 | 5700 | 87269.3797 | 245.5357 | 3759.2543 | 0 | 0 | 91028.634 | 0.0259% | 7.5774 | 295.5475 | [8 empty] | 0 | 0 | 0 | 0 | 0,;!0,;!0,;!0 | #N/A | #N/A
|  |  | Footing Tie Beam. 6000 psi |  |  | 62.7782 | m3 | 5600 | 351558.144 | 245.5357 | 15414.3 | 0 | 0 | 366972.444 | 0.1044% | 30.5477 | 1191.469 | [8 empty] | 0 | 0 | 0 | 0 | 0,;!0,;!0,;!0 | #N/A | #N/A
|  |  | Slab on Grade. 3000 psi |  |  | 155.0036 | m3 | 5100 | 790518.4875 | 0 | 0 | 0 | 0 | 790518.4875 | 0.2249% | 65.8046 | 2566.6185 | [8 empty] | 0 | 0 | 0 | 0 | 0,;!0,;!0,;!0 | #N/A | #N/A
|  |  | Shearwall. 8000 psi |  |  | 1365.1335 | m3 | 5700 | 7781260.9927 | 245.5357 | 335189.0309 | 0 | 0 | 8116450.0236 | 2.309% | 675.6327 | 26352.1105 | [8 empty] | 0 | 0 | 0 | 0 | 0,;!0,;!0,;!0 | #N/A | #N/A
|  |  | Gravity Wall. 6000 psi |  |  | 487.2797 | m3 | 5600 | 2728766.3508 | 245.5357 | 119644.5705 | 0 | 0 | 2848410.9213 | 0.8103% | 237.1085 | 9248.0874 | [8 empty] | 0 | 0 | 0 | 0 | 0,;!0,;!0,;!0 | #N/A | #N/A
|  |  | Beams & Girder. 6000 psi |  |  | 358.2576 | m3 | 5600 | 2006242.686 | 245.5357 | 87965.0412 | 0 | 0 | 2094207.7272 | 0.5958% | 174.3269 | 6799.3757 | [8 empty] | 0 | 0 | 0 | 0 | 0,;!0,;!0,;!0 | #N/A | #N/A
|  |  | Suspended Slab. 6000 psi |  |  | 10.9132 | m3 | 5600 | 61113.78 | 0 | 0 | 0 | 0 | 61113.78 | 0.01739% | 5.0873 | 198.4214 | [8 empty] | 0 | 0 | 0 | 0 | 0,;!0,;!0,;!0 | #N/A | #N/A
|  |  | Flat Slab. 6000 psi |  |  | 1591.4863 | m3 | 5600 | 8912323.35 | 0 | 0 | 0 | 0 | 8912323.35 | 2.535% | 741.8831 | 28936.1148 | [8 empty] | 0 | 0 | 0 | 0 | 0,;!0,;!0,;!0 | #N/A | #N/A
|  |  | Column. 6000 psi |  |  | 1.7719 | m3 | 5600 | 9922.5 | 245.5357 | 435.0586 | 0 | 0 | 10357.5586 | 0.002946% | 0.86219 | 33.6284 | [8 empty] | 0 | 0 | 0 | 0 | 0,;!0,;!0,;!0 | #N/A | #N/A
|  |  | Elevator Pit Wall. 6000 psi |  |  | 5.6227 | m3 | 5600 | 31487.4 | 245.5357 | 1380.5859 | 0 | 0 | 32867.9859 | 0.00935% | 2.736 | 106.7142 | [8 empty] | 0 | 0 | 0 | 0 | 0,;!0,;!0,;!0 | #N/A | #N/A
|  |  | Stairs. 6000 psi |  |  | 89.4169 | m3 | 5600 | 500734.8612 | 245.5357 | 21955.0521 | 0 | 0 | 522689.9133 | 0.1487% | 43.51 | 1697.0452 | [8 empty] | 0 | 0 | 0 | 0 | 0,;!0,;!0,;!0 | #N/A | #N/A
|  |  | Canopy. 6000 psi |  |  | 7.9139 | m3 | 5600 | 44317.5894 | 245.5357 | 1943.1341 | 0 | 0 | 46260.7235 | 0.01316% | 3.8509 | 150.1972 | [8 empty] | 0 | 0 | 0 | 0 | 0,;!0,;!0,;!0 | #N/A | #N/A
|  |  | Concrete Consumables |  |  | 5489.6905 | m3 | 107.1429 | 588181.1277 | 0 | 0 | 0 | 0 | 588181.1277 | 0.1673% | 48.9616 | 1909.679 | [8 empty] | 0 | 0 | 0 | 0 | 0,;!0,;!0,;!0 | #N/A | #N/A
|  |  | Concrete Placing (Smooth) |  |  | 10855.817 | m2 | 0 | 0 | 66.9643 | 726952.0312 | 0 | 0 | 726952.0312 | 0.2068% | 60.5132 | 2360.2339 | [8 empty] | 0 | 0 | 0 | 0 | 0,;!0,;!0,;!0 | #N/A | #N/A
|  |  | Concrete Placing (Rough) |  |  | 1006.321 | m2 | 0 | 0 | 53.5714 | 53910.0536 | 0 | 0 | 53910.0536 | 0.01534% | 4.4876 | 175.0326 | [8 empty] | 0 | 0 | 0 | 0 | 0,;!0,;!0,;!0 | #N/A | #N/A
|  |  | Concrete Pump Setup. Rental |  |  | 5489.6905 | m3 | 0 | 0 | 320 | 1756700.9681 | 0 | 0 | 1756700.9681 | 0.4997% | 146.232 | 5703.5746 | [8 empty] | 0 | 0 | 0 | 0 | 0,;!0,;!0,;!0 | #N/A | #N/A
3.0 | ARCHITECTURAL |  |  |  |  | 1 | lot | 44707532.4665 | 44707532.4665 | 13332679.5839 | 13332679.5839 | 34823892.968 | 34823892.968 | 92864105.0185 | 26.42% | 7730.2301 | 301506.8345 | [8 empty] | 0 | 0 | 0 | 0 | 0,;!0,;!0,;!0 | #N/A | #N/A
|  | Masonry Works |  |  |  | 1 | lot | 27680151.1655 | 27680151.1655 | 9903056.2 | 9903056.2 | 2261621.9025 | 2261621.9025 | 39844829.2679 | 11.33% | 3316.7789 | 129366.3288 | [8 empty] | 0 | 0 | 0 | 0 | 0,;!0,;!0,;!0 | #N/A | #N/A
|  |  | Exterior Wall. Precast Wall Panel. 120mm thk |  |  | 2297.5528 | m2 | 3150 | 7237291.32 | 223.2143 | 512846.6071 | 0 | 0 | 7750137.9271 | 2.205% | 645.14 | 25162.7855 | [8 empty] | 0 | 0 | 0 | 0 | 0,;!0,;!0,;!0 | #N/A | #N/A
|  |  | Interior Wall. Precast Wall Panel. 100mm thk |  |  | 5099.2344 | m2 | 2317.5 | 11817475.722 | 223.2143 | 1138221.9643 | 0 | 0 | 12955697.6863 | 3.686% | 1078.4633 | 42063.9535 | [8 empty] | 0 | 0 | 0 | 0 | 0,;!0,;!0,;!0 | #N/A | #N/A
|  |  | CHB Wall. 100mm thk including mortar and lintel |  |  | 1195.6047 | m2 | 2451.9486 | 2931561.2797 | 455.3571 | 544427.1402 | 0 | 0 | 3475988.4199 | 0.9888% | 289.3496 | 11285.6767 | [8 empty] | 0 | 0 | 0 | 0 | 0,;!0,;!0,;!0 | #N/A | #N/A
|  |  | AAC Wall. 100mm thk including mortar and lintel |  |  | 47.4816 | m2 | 2053.5714 | 97506.8571 | 312.5 | 14838 | 0 | 0 | 112344.8571 | 0.03196% | 9.3519 | 364.756 | [8 empty] | 0 | 0 | 0 | 0 | 0,;!0,;!0,;!0 | #N/A | #N/A
|  |  | Cement Plaster. CHB Wall |  |  | 2391.2094 | m2 | 133.9286 | 320251.2589 | 267.8571 | 640502.5179 | 0 | 0 | 960753.7768 | 0.2733% | 79.9754 | 3119.3304 | [8 empty] | 0 | 0 | 0 | 0 | 0,;!0,;!0,;!0 | #N/A | #N/A
|  |  | Sealant Works. Exterior Wall / Exterior side of Bldg |  |  | 4016.292 | lm | 86.3095 | 346644.25 | 80.3571 | 322737.75 | 0 | 0 | 669382 | 0.1904% | 55.721 | 2173.3182 | [8 empty] | 0 | 0 | 0 | 0 | 0,;!0,;!0,;!0 | #N/A | #N/A
|  |  | Sealant Works. Interior Wall |  |  | 19804.696 | lm | 86.3095 | 1709333.881 | 80.3571 | 1591448.7857 | 0 | 0 | 3300782.6667 | 0.939% | 274.765 | 10716.8268 | [8 empty] | 0 | 0 | 0 | 0 | 0,;!0,;!0,;!0 | #N/A | #N/A
|  |  | Sealant Works. Door Sealant (3 Corner sides) |  |  | 10281.8 | lm | 86.3095 | 887417.2619 | 80.3571 | 826216.0714 | 0 | 0 | 1713633.3333 | 0.4875% | 142.6469 | 5563.7446 | [8 empty] | 0 | 0 | 0 | 0 | 0,;!0,;!0,;!0 | #N/A | #N/A
|  |  | Skimcoating Works. Exterior Walls |  |  | 5997.0984 | m2 | 44.6429 | 267727.6071 | 107.1429 | 642546.2571 | 0 | 0 | 910273.8643 | 0.259% | 75.7734 | 2955.4346 | [8 empty] | 0 | 0 | 0 | 0 | 0,;!0,;!0,;!0 | #N/A | #N/A
|  |  | Skimcoating Works. Interior Walls |  |  | 22594.7657 | m2 | 44.6429 | 1008694.8973 | 107.1429 | 2420867.7536 | 0 | 0 | 3429562.6509 | 0.9756% | 285.485 | 11134.9437 | [8 empty] | 0 | 0 | 0 | 0 | 0,;!0,;!0,;!0 | #N/A | #N/A
|  |  | Skimcoating Works. Underslab |  |  | 8965.729 | m2 | 44.6429 | 400255.7589 | 107.1429 | 960613.8214 | 0 | 0 | 1360869.5804 | 0.3871% | 113.282 | 4418.4077 | [8 empty] | 0 | 0 | 0 | 0 | 0,;!0,;!0,;!0 | #N/A | #N/A
|  |  | Plain Cement Straight to Finish |  |  | 10396.0989 | m2 | 0 | 0 | 0 | 0 | 75.8929 | 788989.6525 | 788989.6525 | 0.2244% | 65.6774 | 2561.6547 | [8 empty] | 0 | 0 | 0 | 0 | 0,;!0,;!0,;!0 | #N/A | #N/A
|  |  | Plain Cement Straight to Finish. Epoxy Painted Finish |  |  | 963.328 | m2 | 0 | 0 | 0 | 0 | 687.5 | 662288 | 662288 | 0.1884% | 55.1304 | 2150.2857 | [8 empty] | 0 | 0 | 0 | 0 | 0,;!0,;!0,;!0 | #N/A | #N/A
|  |  | Plain Cement In Non-Slip Finish with Concrete Hardener and Driveway Markings |  |  | 708.263 | m2 | 0 | 0 | 0 | 0 | 714.2857 | 505902.1429 | 505902.1429 | 0.1439% | 42.1125 | 1642.5394 | [8 empty] | 0 | 0 | 0 | 0 | 0,;!0,;!0,;!0 | #N/A | #N/A
|  |  | Plain Cement Concrete, Smooth Finish Concrete Topping with Epoxy Coating |  |  | 44.119 | m2 | 0 | 0 | 0 | 0 | 750 | 33089.25 | 33089.25 | 0.009413% | 2.7544 | 107.4326 | [8 empty] | 0 | 0 | 0 | 0 | 0,;!0,;!0,;!0 | #N/A | #N/A
|  |  | Rough Concrete Finish with 12mm U-Groove @ 100mm o.c. |  |  | 18.61 | m2 | 0 | 0 | 71.4286 | 1329.2857 | 0 | 0 | 1329.2857 | 0.0003782% | 0.11065 | 4.3159 | [8 empty] | 0 | 0 | 0 | 0 | 0,;!0,;!0,;!0 | #N/A | #N/A
|  |  | Rough Concrete Finish |  |  | 0 | m2 | 0 | 0 | 0 | 0 | 0 | 0 | 0 | 0% | 0 | 0 | [8 empty] | 0 | 0 | 0 | 0 | 0,;!0,;!0,;!0 | #N/A | #N/A
|  |  | Concrete Polish (Dust Proof) |  |  | 0 | m2 | 0 | 0 | 0 | 0 | 0 | 0 | 0 | 0% | 0 | 0 | [8 empty] | 0 | 0 | 0 | 0 | 0,;!0,;!0,;!0 | #N/A | #N/A
|  |  | Concrete Polish |  |  | 0 | m2 | 0 | 0 | 0 | 0 | 0 | 0 | 0 | 0% | 0 | 0 | [8 empty] | 0 | 0 | 0 | 0 | 0,;!0,;!0,;!0 | #N/A | #N/A
|  |  | Rubbed Concrete on Exposed Soffit |  |  | 14.915 | m2 | 0 | 0 | 58.0357 | 865.6027 | 0 | 0 | 865.6027 | 0.0002462% | 0.072055 | 2.8104 | [8 empty] | 0 | 0 | 0 | 0 | 0,;!0,;!0,;!0 | #N/A | #N/A
|  |  | Concrete Topping. 25mm thk |  |  | 759.788 | m2 | 0 | 0 | 0 | 0 | 357.1429 | 271352.8571 | 271352.8571 | 0.07719% | 22.5881 | 881.0158 | [8 empty] | 0 | 0 | 0 | 0 | 0,;!0,;!0,;!0 | #N/A | #N/A
|  |  | Masonry Concrete. Cast in Place Items. Concrete Zocalo |  |  | 1326.04 | lm | 223.2143 | 295991.0714 | 133.9286 | 177594.6429 | 0 | 0 | 473585.7143 | 0.1347% | 39.4224 | 1537.616 | [8 empty] | 0 | 0 | 0 | 0 | 0,;!0,;!0,;!0 | #N/A | #N/A
|  |  | Masonry Concrete. Catch Basin |  |  | 8 | set/s | 45000 | 360000 | 13500 | 108000 | 0 | 0 | 468000 | 0.1331% | 38.9574 | 1519.4805 | [8 empty] | 0 | 0 | 0 | 0 | 0,;!0,;!0,;!0 | #N/A | #N/A
|  | Tiling Works |  |  |  | 1 | lot | 2146134.2218 | 2146134.2218 | 1356415.7946 | 1356415.7946 | 0 | 0 | 3502550.0164 | 0.9964% | 291.5606 | 11371.9156 | [8 empty] | 0 | 0 | 0 | 0 | 0,;!0,;!0,;!0 | #N/A | #N/A
|  |  | Ceramic Floor Tiles. 600mm x 600mm. Matte Finish |  |  | 1469.565 | m2 | 461.3095 | 677924.3304 | 294.6429 | 432996.8304 | 0 | 0 | 1110921.1607 | 0.316% | 92.4757 | 3606.8869 | [8 empty] | 0 | 0 | 0 | 0 | 0,;!0,;!0,;!0 | #N/A | #N/A
|  |  | Ceramic Floor Tiles. 300mm x 300mm |  |  | 759.788 | m2 | 337.3214 | 256292.7736 | 294.6429 | 223866.1071 | 0 | 0 | 480158.8807 | 0.1366% | 39.9696 | 1558.9574 | [8 empty] | 0 | 0 | 0 | 0 | 0,;!0,;!0,;!0 | #N/A | #N/A
|  |  | Ceramic Wall Tiles. 300mm x 300mm |  |  | 2374.24 | m2 | 337.3214 | 800882.0286 | 294.6429 | 699552.8571 | 0 | 0 | 1500434.8857 | 0.4268% | 124.8998 | 4871.5418 | [8 empty] | 0 | 0 | 0 | 0 | 0,;!0,;!0,;!0 | #N/A | #N/A
|  |  | Tileworks Consumables |  |  | 4603.593 | m2 | 89.2857 | 411035.0893 | 0 | 0 | 0 | 0 | 411035.0893 | 0.1169% | 34.2155 | 1334.5295 | [8 empty] | 0 | 0 | 0 | 0 | 0,;!0,;!0,;!0 | #N/A | #N/A
|  | Drywall & Ceiling |  |  |  | 1 | lot | 0 | 0 | 0 | 0 | 0 | 0 | 0 | 0% | 0 | 0 | [8 empty] | 0 | 0 | 0 | 0 | 0,;!0,;!0,;!0 | #N/A | #N/A
|  |  | Drywall Partition. 12mm thk Gypsum Board - By Tenant |  |  | 4236.892 | m2 | 0 | 0 | 0 | 0 | 0 | 0 | 0 | 0% | 0 | 0 | [8 empty] | 0 | 0 | 0 | 0 | 0,;!0,;!0,;!0 | #N/A | #N/A
|  | Thermal & Moisture Protection |  |  |  | 1 | lot | 0 | 0 | 0 | 0 | 2380816.8144 | 2380816.8144 | 2380816.8144 | 0.6773% | 198.1849 | 7729.9247 | [8 empty] | 0 | 0 | 0 | 0 | 0,;!0,;!0,;!0 | #N/A | #N/A
|  |  | Hydrophobic Pore Blocking Ingredient (HPI) Integral Waterproofing (with Vapor Barrier) |  |  | 77.7976 | m3 | 0 | 0 | 0 | 0 | 750 | 58348.1906 | 58348.1906 | 0.0166% | 4.857 | 189.4422 | [8 empty] | 0 | 0 | 0 | 0 | 0,;!0,;!0,;!0 | #N/A | #N/A
|  |  | Flexible Cementitious Waterproofing with Topping/Tiles |  |  | 1298.528 | m2 | 0 | 0 | 0 | 0 | 366.0714 | 475354 | 475354 | 0.1352% | 39.5696 | 1543.3571 | [8 empty] | 0 | 0 | 0 | 0 | 0,;!0,;!0,;!0 | #N/A | #N/A
|  |  | Polyurethane Waterproofing. Exposed Type |  |  | 2139.437 | m2 | 0 | 0 | 0 | 0 | 803.5714 | 1719190.4464 | 1719190.4464 | 0.4891% | 143.1095 | 5581.7872 | [8 empty] | 0 | 0 | 0 | 0 | 0,;!0,;!0,;!0 | #N/A | #N/A
|  |  | Non Toxic Food Grade, Two Component Epoxy Tank Lining |  |  | 65.07 | lm | 0 | 0 | 0 | 0 | 312.5 | 20334.375 | 20334.375 | 0.005785% | 1.6927 | 66.0207 | [8 empty] | 0 | 0 | 0 | 0 | 0,;!0,;!0,;!0 | #N/A | #N/A
|  |  | Bentonite Strip Water Stopper |  |  | 65.07 | lm | 0 | 0 | 0 | 0 | 309.375 | 20131.0312 | 20131.0312 | 0.005727% | 1.6758 | 65.3605 | [8 empty] | 0 | 0 | 0 | 0 | 0,;!0,;!0,;!0 | #N/A | #N/A
|  |  | Damp proofing vapor barrier |  |  | 9.475 | m2 | 0 | 0 | 0 | 0 | 223.2143 | 2114.9554 | 2114.9554 | 0.0006017% | 0.17605 | 6.8667 | [8 empty] | 0 | 0 | 0 | 0 | 0,;!0,;!0,;!0 | #N/A | #N/A
|  |  | Crystalline Capillary Waterproofing w/ damp proofing vapor barrier |  |  | 20.463 | m2 | 0 | 0 | 0 | 0 | 392.8571 | 8039.0357 | 8039.0357 | 0.002287% | 0.66919 | 26.1008 | [8 empty] | 0 | 0 | 0 | 0 | 0,;!0,;!0,;!0 | #N/A | #N/A
|  |  | Polyethylene Sheet. Vapor Barrier |  |  | 966.3098 | m2 | 0 | 0 | 0 | 0 | 80 | 77304.78 | 77304.78 | 0.02199% | 6.435 | 250.9895 | [8 empty] | 0 | 0 | 0 | 0 | 0,;!0,;!0,;!0 | #N/A | #N/A
|  | Doors and Jamb |  |  |  | 1 | lot | 7704856.25 | 7704856.25 | 1727232.1429 | 1727232.1429 | 397767.8571 | 397767.8571 | 9829856.25 | 2.796% | 818.2607 | 31915.1177 | [8 empty] | 0 | 0 | 0 | 0 | 0,;!0,;!0,;!0 | #N/A | #N/A
|  |  | Unit Main Door. HDF Semi-Solid Core Swing Door. 900mmW x 2100mmH. D1 |  |  | 308 | set/s | 10714.2857 | 3300000 | 2008.9286 | 618750 | 0 | 0 | 3918750 | 1.115% | 326.2061 | 12723.2143 | [8 empty] | 0 | 0 | 0 | 0 | 0,;!0,;!0,;!0 | #N/A | #N/A
|  |  | Unit T&B Door. PVC Door with Louver. 700mmW x 2100mmH. D2 |  |  | 308 | set/s | 1650 | 508200 | 1339.2857 | 412500 | 0 | 0 | 920700 | 0.2619% | 76.6413 | 2989.2857 | [8 empty] | 0 | 0 | 0 | 0 | 0,;!0,;!0,;!0 | #N/A | #N/A
|  |  | Unit Balcony Door. HDF Semi-Solid Core Swing Door. 900mmW x 2100mmH. D1A |  |  | 308 | set/s | 10714.2857 | 3300000 | 2008.9286 | 618750 | 0 | 0 | 3918750 | 1.115% | 326.2061 | 12723.2143 | [8 empty] | 0 | 0 | 0 | 0 | 0,;!0,;!0,;!0 | #N/A | #N/A
|  |  | Fire Exit Door. Fire Rated Galvanized Steel Door. 900mmW x 2100mmH. D3 |  |  | 26 | set/s | 8973.2143 | 233303.5714 | 1339.2857 | 34821.4286 | 0 | 0 | 268125 | 0.07628% | 22.3194 | 870.5357 | [8 empty] | 0 | 0 | 0 | 0 | 0,;!0,;!0,;!0 | #N/A | #N/A
|  |  | FCC/Storage Door. Galvanized Steel Door. 900mmW x 2100mmH. D4 |  |  | 4 | set/s | 11345.9821 | 45383.9286 | 1339.2857 | 5357.1429 | 0 | 0 | 50741.0714 | 0.01443% | 4.2238 | 164.7437 | [8 empty] | 0 | 0 | 0 | 0 | 0,;!0,;!0,;!0 | #N/A | #N/A
|  |  | Utility Room Door. Galvanized Steel Door, Full Louvered Inverted Z Louver Blade. 900mmW x 2100mmH. D5 |  |  | 25 | set/s | 10406.25 | 260156.25 | 1339.2857 | 33482.1429 | 0 | 0 | 293638.3929 | 0.08353% | 24.4432 | 953.3714 | [8 empty] | 0 | 0 | 0 | 0 | 0,;!0,;!0,;!0 | #N/A | #N/A
|  |  | Genset Door. Galvanized Steel Door, Full Louvered Storm Louver. 3000mmW x 2100mmH. D6 |  |  | 1 | set/s | 34687.5 | 34687.5 | 1785.7143 | 1785.7143 | 0 | 0 | 36473.2143 | 0.01038% | 3.0361 | 118.4195 | [8 empty] | 0 | 0 | 0 | 0 | 0,;!0,;!0,;!0 | #N/A | #N/A
|  |  | TVR Door. Galvanized Steel Door, Full Louvered Storm Louver. 2000mmW x 2100mmH. D6A |  |  | 1 | set/s | 23125 | 23125 | 1785.7143 | 1785.7143 | 0 | 0 | 24910.7143 | 0.007087% | 2.0736 | 80.8789 | [8 empty] | 0 | 0 | 0 | 0 | 0,;!0,;!0,;!0 | #N/A | #N/A
|  |  | Pipe Chase Door. Ficem Board Door. 800mmW x 600mmH. PC1 |  |  | 99 | set/s | 0 | 0 | 0 | 0 | 2232.1429 | 220982.1429 | 220982.1429 | 0.06286% | 18.3951 | 717.4745 | [8 empty] | 0 | 0 | 0 | 0 | 0,;!0,;!0,;!0 | #N/A | #N/A
|  |  | Pipe Chase Door. Ficem Board Door. 680mmW x 600mmH. PC2 |  |  | 110 | set/s | 0 | 0 | 0 | 0 | 1607.1429 | 176785.7143 | 176785.7143 | 0.05029% | 14.7161 | 573.9796 | [8 empty] | 0 | 0 | 0 | 0 | 0,;!0,;!0,;!0 | #N/A | #N/A
|  | Hardwares |  |  |  | 1 | lot | 3499092.5893 | 3499092.5893 | 345975.4464 | 345975.4464 | 0 | 0 | 3845068.0357 | 1.094% | 320.0727 | 12483.9871 | [8 empty] | 0 | 0 | 0 | 0 | 0,;!0,;!0,;!0 | #N/A | #N/A
|  |  | Hinges. 3-4"x4"x3mm x 4BB S/S Hinges |  |  | 649 | set/s | 178.5714 | 115892.8571 | 46.875 | 30421.875 | 0 | 0 | 146314.7321 | 0.04162% | 12.1796 | 475.0478 | [8 empty] | 0 | 0 | 0 | 0 | 0,;!0,;!0,;!0 | #N/A | #N/A
|  |  | Hinges. Piano Hinge |  |  | 308 | set/s | 178.5714 | 55000 | 46.875 | 14437.5 | 0 | 0 | 69437.5 | 0.01975% | 5.7801 | 225.4464 | [8 empty] | 0 | 0 | 0 | 0 | 0,;!0,;!0,;!0 | #N/A | #N/A
|  |  | Rim Fire Exit Device |  |  | 26 | set/s | 3526.7857 | 91696.4286 | 133.9286 | 3482.1429 | 0 | 0 | 95178.5714 | 0.02708% | 7.9229 | 309.0213 | [8 empty] | 0 | 0 | 0 | 0 | 0,;!0,;!0,;!0 | #N/A | #N/A
|  |  | Tri Pack Door Closer |  |  | 26 | set/s | 2071.4286 | 53857.1429 | 133.9286 | 3482.1429 | 0 | 0 | 57339.2857 | 0.01631% | 4.7731 | 186.1665 | [8 empty] | 0 | 0 | 0 | 0 | 0,;!0,;!0,;!0 | #N/A | #N/A
|  |  | Flush Type Door Handle Lockset |  |  | 29 | set/s | 1236.875 | 35869.375 | 133.9286 | 3883.9286 | 0 | 0 | 39753.3036 | 0.01131% | 3.3092 | 129.0692 | [8 empty] | 0 | 0 | 0 | 0 | 0,;!0,;!0,;!0 | #N/A | #N/A
|  |  | Cylindrical Lever Lockset, Storeroom Function, Grade 2, Satin Chrome Finish |  |  | 4 | set/s | 464.2857 | 1857.1429 | 133.9286 | 535.7143 | 0 | 0 | 2392.8571 | 0.0006807% | 0.19919 | 7.769 | [8 empty] | 0 | 0 | 0 | 0 | 0,;!0,;!0,;!0 | #N/A | #N/A
|  |  | Cylindrical Lever Lockset, Entrance Function, Grade 2, Satin Chrome Finish |  |  | 0 | set/s | 0 | 0 | 0 | 0 | 0 | 0 | 0 | 0% | 0 | 0 | [8 empty] | 0 | 0 | 0 | 0 | 0,;!0,;!0,;!0 | #N/A | #N/A
|  |  | Lever Type Lockset, Entrance Function Grade 2, UL Listed Satin Chrome Finish |  |  | 616 | set/s | 1598.2143 | 984500 | 133.9286 | 82500 | 0 | 0 | 1067000 | 0.3035% | 88.8196 | 3464.2857 | [8 empty] | 0 | 0 | 0 | 0 | 0,;!0,;!0,;!0 | #N/A | #N/A
|  |  | Concealed Door Closer |  |  | 616 | set/s | 2651.7857 | 1633500 | 178.5714 | 110000 | 0 | 0 | 1743500 | 0.496% | 145.1331 | 5660.7143 | [8 empty] | 0 | 0 | 0 | 0 | 0,;!0,;!0,;!0 | #N/A | #N/A
|  |  | Privacy Function, Thumbturn Inside , Emergency Quick Release Outside, Cylindrical Lever Lockset, Grade 2 |  |  | 308 | set/s | 1160.7143 | 357500 | 133.9286 | 41250 | 0 | 0 | 398750 | 0.1134% | 33.1929 | 1294.6429 | [8 empty] | 0 | 0 | 0 | 0 | 0,;!0,;!0,;!0 | #N/A | #N/A
|  |  | Camlock (Keyed Type) w/ S.S Automatic Rebound Latch |  |  | 99 | set/s | 267.8571 | 26517.8571 | 133.9286 | 13258.9286 | 0 | 0 | 39776.7857 | 0.01132% | 3.3111 | 129.1454 | [8 empty] | 0 | 0 | 0 | 0 | 0,;!0,;!0,;!0 | #N/A | #N/A
|  |  | Camlock (Keyed Type) |  |  | 110 | set/s | 196.4286 | 21607.1429 | 133.9286 | 14732.1429 | 0 | 0 | 36339.2857 | 0.01034% | 3.025 | 117.9847 | [8 empty] | 0 | 0 | 0 | 0 | 0,;!0,;!0,;!0 | #N/A | #N/A
|  |  | S.S Cylindrical Cupboard Knob (Satin Brushed Fin.) |  |  | 209 | set/s | 580.3571 | 121294.6429 | 133.9286 | 27991.0714 | 0 | 0 | 149285.7143 | 0.04247% | 12.4269 | 484.6939 | [8 empty] | 0 | 0 | 0 | 0 | 0,;!0,;!0,;!0 | #N/A | #N/A
|  | Metal Works |  |  |  | 1 | lot | 0 | 0 | 0 | 0 | 6047449.7929 | 6047449.7929 | 6047449.7929 | 1.72% | 503.4042 | 19634.5772 | [8 empty] | 0 | 0 | 0 | 0 | 0,;!0,;!0,;!0 | #N/A | #N/A
|  |  | Railings. Floor Mounted. 38 mm dia. G.I Pipe Handrail, 25mm dia Solid Round Bar Diagonal Support, 25mm dia Flat bar Vertical Support, Painted at Fire Exit |  |  | 195.04 | lm | 0 | 0 | 0 | 0 | 3223.8393 | 628777.6143 | 628777.6143 | 0.1789% | 52.341 | 2041.4858 | [8 empty] | 0 | 0 | 0 | 0 | 0,;!0,;!0,;!0 | #N/A | #N/A
|  |  | Railings. Wall Mounted. 38 mm dia. G.I Pipe Handrail, 25mm dia Solid Round Bar Diagonal Support, 25mm dia Flat bar Vertical Support, Painted at Fire Exit |  |  | 195.04 | lm | 0 | 0 | 0 | 0 | 3223.8393 | 628777.6143 | 628777.6143 | 0.1789% | 52.341 | 2041.4858 | [8 empty] | 0 | 0 | 0 | 0 | 0,;!0,;!0,;!0 | #N/A | #N/A
|  |  | Balcony Railings. Floor Mounted |  |  | 667.04 | lm | 0 | 0 | 0 | 0 | 4050 | 2701512 | 2701512 | 0.7685% | 224.8803 | 8771.1429 | [8 empty] | 0 | 0 | 0 | 0 | 0,;!0,;!0,;!0 | #N/A | #N/A
|  |  | ACU Metal Ledge. 75mm Thk x 0.6mW x 1.5mL (Drip Pan) |  |  | 308 | set/s | 0 | 0 | 0 | 0 | 5469.8214 | 1684705 | 1684705 | 0.4793% | 140.2389 | 5469.8214 | [8 empty] | 0 | 0 | 0 | 0 | 0,;!0,;!0,;!0 | #N/A | #N/A
|  |  | Ladder Rung. 20mmØ Stainless Steel Ladder Rung (Type to 2 No.) |  |  | 15 | pc/s | 0 | 0 | 0 | 0 | 1792.79 | 26891.85 | 26891.85 | 0.00765% | 2.2385 | 87.3112 | [8 empty] | 0 | 0 | 0 | 0 | 0,;!0,;!0,;!0 | #N/A | #N/A
|  |  | Ladder Rung. 16mmØ Hot Dipped Galvanized Round Bar spaced @ 300mm, Painted |  |  | 20 | pc/s | 0 | 0 | 0 | 0 | 1562.5 | 31250 | 31250 | 0.00889% | 2.6013 | 101.461 | [8 empty] | 0 | 0 | 0 | 0 | 0,;!0,;!0,;!0 | #N/A | #N/A
|  |  | Manhole Cover. 600mm x 600mm (Type to 2 No.) |  |  | 3 | pc/s | 0 | 0 | 0 | 0 | 13392.8571 | 40178.5714 | 40178.5714 | 0.01143% | 3.3446 | 130.4499 | [8 empty] | 0 | 0 | 0 | 0 | 0,;!0,;!0,;!0 | #N/A | #N/A
|  |  | Elevator Separator Beam (No detail) |  |  | 19 | set/s | 0 | 0 | 0 | 0 | 16071.4286 | 305357.1429 | 305357.1429 | 0.08687% | 25.4187 | 991.4193 | [8 empty] | 0 | 0 | 0 | 0 | 0,;!0,;!0,;!0 | #N/A | #N/A
|  | Painting Works |  |  |  | 1 | lot | 0 | 0 | 0 | 0 | 11887263.7027 | 11887263.7027 | 11887263.7027 | 3.382% | 989.5243 | 38595.012 | [8 empty] | 0 | 0 | 0 | 0 | 0,;!0,;!0,;!0 | #N/A | #N/A
|  |  | Exterior Wall. Elastomeric Paint Finish |  |  | 6562.6624 | m2 | 0 | 0 | 0 | 0 | 392.8571 | 2578188.8 | 2578188.8 | 0.7334% | 214.6146 | 8370.7429 | [8 empty] | 0 | 0 | 0 | 0 | 0,;!0,;!0,;!0 | #N/A | #N/A
|  |  | Interior Wall. Latex Paint Finish (1 Coat,with Prime) |  |  | 22419.0497 | m2 | 0 | 0 | 0 | 0 | 294.6429 | 6605612.858 | 6605612.858 | 1.879% | 549.867 | 21446.795 | [8 empty] | 0 | 0 | 0 | 0 | 0,;!0,;!0,;!0 | #N/A | #N/A
|  |  | Interior Ceiling Paint. Latex Paint Finish (1 Coat, with Primer) |  |  | 8400.165 | m2 | 0 | 0 | 0 | 0 | 294.6429 | 2475048.6161 | 2475048.6161 | 0.7041% | 206.029 | 8035.8721 | [8 empty] | 0 | 0 | 0 | 0 | 0,;!0,;!0,;!0 | #N/A | #N/A
|  |  | Epoxy Paint. Epoxy Primer Lacquer Paint Finish at Railings |  |  | 1057.12 | lm | 0 | 0 | 0 | 0 | 216.0714 | 228413.4286 | 228413.4286 | 0.06498% | 19.0137 | 741.602 | [8 empty] | 0 | 0 | 0 | 0 | 0,;!0,;!0,;!0 | #N/A | #N/A
|  | Aluminum Glass & Glazing Works |  |  |  | 1 | lot | 0 | 0 | 0 | 0 | 10242215.5215 | 10242215.5215 | 10242215.5215 | 2.914% | 852.5865 | 33253.9465 | [8 empty] | 0 | 0 | 0 | 0 | 0,;!0,;!0,;!0 | #N/A | #N/A
|  |  | Unit Balcony. Aluminum Clear Glass Door. Powder Coated Finish. 900mmW x 2100mmH. |  |  | 0 | set/s | 0 | 0 | 0 | 0 | 0 | 0 | 0 | 0% | 0 | 0 | [8 empty] | 0 | 0 | 0 | 0 | 0,;!0,;!0,;!0 | #N/A | #N/A
|  |  | Unit Bedroom. Aluminum Framed Fixed and Awning Window. 6-8mm thk Tempered Glass. Powder Coated Finish. 1600mmW x 1500mmH |  |  | 616 | set/s | 0 | 0 | 0 | 0 | 16140.5938 | 9942605.75 | 9942605.75 | 2.828% | 827.6463 | 32281.1875 | [8 empty] | 0 | 0 | 0 | 0 | 0,;!0,;!0,;!0 | #N/A | #N/A
|  |  | Elevator Lobby. Aluminum Framed Fixed Open Awning Window. 6-8mm thk Tempered Glass. Powder Coated Finish. 2700mmW x 1500mmH |  |  | 11 | set/s | 0 | 0 | 0 | 0 | 27237.252 | 299609.7715 | 299609.7715 | 0.08523% | 24.9402 | 972.759 | [8 empty] | 0 | 0 | 0 | 0 | 0,;!0,;!0,;!0 | #N/A | #N/A
|  | Cabinetry |  |  |  | 1 | lot | 0 | 0 | 0 | 0 | 1375000 | 1375000 | 1375000 | 0.3912% | 114.4583 | 4464.2857 | [8 empty] | 0 | 0 | 0 | 0 | 0,;!0,;!0,;!0 | #N/A | #N/A
|  |  | Kitchen Counter. Precast Concrete Countertop with 30mm x 600mm Tiles and 1-layer splashboard |  |  | 308 | set/s | 0 | 0 | 0 | 0 | 4464.2857 | 1375000 | 1375000 | 0.3912% | 114.4583 | 4464.2857 | [8 empty] | 0 | 0 | 0 | 0 | 0,;!0,;!0,;!0 | #N/A | #N/A
|  | Specialties |  |  |  | 1 | lot | 0 | 0 | 0 | 0 | 231757.377 | 231757.377 | 231757.377 | 0.06593% | 19.292 | 752.459 | [8 empty] | 0 | 0 | 0 | 0 | 0,;!0,;!0,;!0 | #N/A | #N/A
|  |  | Painted Room Number |  |  | 308 | set/s | 0 | 0 | 0 | 0 | 752.459 | 231757.377 | 231757.377 | 0.06593% | 19.292 | 752.459 | [8 empty] | 0 | 0 | 0 | 0 | 0,;!0,;!0,;!0 | #N/A | #N/A
|  | Plumbing Fixtures |  |  |  | 1 | lot | 3677298.24 | 3677298.24 | 0 | 0 | 0 | 0 | 3677298.24 | 1.046% | 306.1071 | 11939.28 | [8 empty] | 0 | 0 | 0 | 0 | 0,;!0,;!0,;!0 | #N/A | #N/A
|  |  | Floor Mounted, Wall Discharge Water Closet with tank, 1 piece (Square-ish design) |  |  | 308 | set/s | 3571.43 | 1100000.44 | 0 | 0 | 0 | 0 | 1100000.44 | 0.3129% | 91.5667 | 3571.43 | [8 empty] | 0 | 0 | 0 | 0 | 0,;!0,;!0,;!0 | #N/A | #N/A
|  |  | Wall Hung Lavatory (Square-ish design) with complete accessories |  |  | 308 | set/s | 2232.14 | 687499.12 | 0 | 0 | 0 | 0 | 687499.12 | 0.1956% | 57.2291 | 2232.14 | [8 empty] | 0 | 0 | 0 | 0 | 0,;!0,;!0,;!0 | #N/A | #N/A
|  |  | Single Lever, Single line Faucet SS satin or Chrome Finish |  |  | 308 | set/s | 1232.14 | 379499.12 | 0 | 0 | 0 | 0 | 379499.12 | 0.108% | 31.5904 | 1232.14 | [8 empty] | 0 | 0 | 0 | 0 | 0,;!0,;!0,;!0 | #N/A | #N/A
|  |  | Stainless steel, handheld telephone-type shower head with shower bar |  |  | 308 | set/s | 937.5 | 288750 | 0 | 0 | 0 | 0 | 288750 | 0.08214% | 24.0362 | 937.5 | [8 empty] | 0 | 0 | 0 | 0 | 0,;!0,;!0,;!0 | #N/A | #N/A
|  |  | Spray Bidet, Stainless Steel Satin or Chrome finish - By Tenant |  |  | 0 | set/s | 0 | 0 | 0 | 0 | 0 | 0 | 0 | 0% | 0 | 0 | [8 empty] | 0 | 0 | 0 | 0 | 0,;!0,;!0,;!0 | #N/A | #N/A
|  |  | Toilet Paper Holder, Stainless Steel Satin or Chrome finish |  |  | 308 | set/s | 475 | 146300 | 0 | 0 | 0 | 0 | 146300 | 0.04162% | 12.1784 | 475 | [8 empty] | 0 | 0 | 0 | 0 | 0,;!0,;!0,;!0 | #N/A | #N/A
|  |  | Soapholder, Stainless Steel Satin or Chrome finish |  |  | 308 | set/s | 366.07 | 112749.56 | 0 | 0 | 0 | 0 | 112749.56 | 0.03207% | 9.3855 | 366.07 | [8 empty] | 0 | 0 | 0 | 0 | 0,;!0,;!0,;!0 | #N/A | #N/A
|  |  | Kitchen Sink w/ Faucet and accessories |  |  | 308 | set/s | 3125 | 962500 | 0 | 0 | 0 | 0 | 962500 | 0.2738% | 80.1208 | 3125 | [8 empty] | 0 | 0 | 0 | 0 | 0,;!0,;!0,;!0 | #N/A | #N/A
4.0 | MECHANICAL |  |  |  |  | 1 | lot | 4446887.5982 | 4446887.5982 | 857388.3847 | 857388.3847 | 354733.4205 | 354733.4205 | 5659009.4035 | 1.61% | 471.0695 | 18373.4072 | [8 empty] | 0 | 0 | 0 | 0 | 0,;!0,;!0,;!0 | #N/A | #N/A
|  | Air Conditioning |  |  |  | 1 | lot | 36279.36 | 36279.36 | 8000 | 8000 | 0 | 0 | 44279.36 | 0.0126% | 3.6859 | 143.7642 | [8 empty] | 0 | 0 | 0 | 0 | 0,;!0,;!0,;!0 | #N/A | #N/A
|  |  | FCU/ACCU- GF-FCC 1.0TR, 1.5HP, 230V/1PH/60HZ Split Type Wall Mounted |  |  | 1 | set/s | 36279.36 | 36279.36 | 8000 | 8000 | 0 | 0 | 44279.36 | 0.0126% | 3.6859 | 143.7642 | [8 empty] | 0 | 0 | 0 | 0 | 0,;!0,;!0,;!0 | #N/A | #N/A
|  |  | FCU/ACCU- GF-TEL 0.8TR, 1.0HP, 230V/1PH/60HZ Split Type Wall Mounted - By Telco Provider |  |  | 0 | set/s | 0 | 0 | 0 | 0 | 0 | 0 | 0 | 0% | 0 | 0 | [8 empty] | 0 | 0 | 0 | 0 | 0,;!0,;!0,;!0 | #N/A | #N/A
|  |  | WACU-1, 1.2TR, 1.5HP, 230V/1PH/60HZ Window Type - By Tenant |  |  | 0 | set/s | 0 | 0 | 0 | 0 | 0 | 0 | 0 | 0% | 0 | 0 | [8 empty] | 0 | 0 | 0 | 0 | 0,;!0,;!0,;!0 | #N/A | #N/A
|  | Ventilation Fan |  |  |  | 1 | lot | 1116695 | 1116695 | 62546 | 62546 | 0 | 0 | 1179241 | 0.3355% | 98.1628 | 3828.7045 | [8 empty] | 0 | 0 | 0 | 0 | 0,;!0,;!0,;!0 | #N/A | #N/A
|  |  | EF-GF-MRF, 250CFM, 230V/1PH/60HZ, Wall Mounted Propeller |  |  | 1 | set/s | 2000 | 2000 | 1000 | 1000 | 0 | 0 | 3000 | 0.0008534% | 0.24973 | 9.7403 | [8 empty] | 0 | 0 | 0 | 0 | 0,;!0,;!0,;!0 | #N/A | #N/A
|  |  | EF-GF-STO, 250CFM, 230V/1PH/60HZ, Wall Mounted Propeller |  |  | 1 | set/s | 2000 | 2000 | 1000 | 1000 | 0 | 0 | 3000 | 0.0008534% | 0.24973 | 9.7403 | [8 empty] | 0 | 0 | 0 | 0 | 0,;!0,;!0,;!0 | #N/A | #N/A
|  |  | EF-GF-PMP, 550CFM, 230V/1PH/60HZ, Wall Mounted Propeller |  |  | 1 | set/s | 5800 | 5800 | 1000 | 1000 | 0 | 0 | 6800 | 0.001934% | 0.56605 | 22.0779 | [8 empty] | 0 | 0 | 0 | 0 | 0,;!0,;!0,;!0 | #N/A | #N/A
|  |  | EF-GF-GEN, 1,300CFM, 230V/1PH/60HZ, Wall Mounted Propeller |  |  | 1 | set/s | 169150 | 169150 | 9950 | 9950 | 0 | 0 | 179100 | 0.05095% | 14.9087 | 581.4935 | [8 empty] | 0 | 0 | 0 | 0 | 0,;!0,;!0,;!0 | #N/A | #N/A
|  |  | EF-GF-TVR, 2,750CFM, 230V/1PH/60HZ, Tube Axial |  |  | 1 | set/s | 179100 | 179100 | 9950 | 9950 | 0 | 0 | 189050 | 0.05378% | 15.737 | 613.7987 | [8 empty] | 0 | 0 | 0 | 0 | 0,;!0,;!0,;!0 | #N/A | #N/A
|  |  | TEF-1, 50CFM, 230V/1PH/60HZ, Wall Mounted Ducted - By Tenant |  |  | 0 | set/s | 0 | 0 | 0 | 0 | 0 | 0 | 0 | 0% | 0 | 0 | [8 empty] | 0 | 0 | 0 | 0 | 0,;!0,;!0,;!0 | #N/A | #N/A
|  |  | RH-1, 200CFM, 230V/1PH/60HZ Ducted Rangehood - By Tenant |  |  | 0 | set/s | 0 | 0 | 0 | 0 | 0 | 0 | 0 | 0% | 0 | 0 | [8 empty] | 0 | 0 | 0 | 0 | 0,;!0,;!0,;!0 | #N/A | #N/A
|  |  | SPF-1/2-DOSW, 15,000CFM, 400V/3PH/60HZ, Centrifugal Floor Mount |  |  | 2 | set/s | 265200 | 530400 | 13260 | 26520 | 0 | 0 | 556920 | 0.1584% | 46.3594 | 1808.1818 | [8 empty] | 0 | 0 | 0 | 0 | 0,;!0,;!0,;!0 | #N/A | #N/A
|  |  | EPF-DOEL, 9,800CFM, 400V/3PH/60HZ, Centrifugal Floor Mount |  |  | 1 | set/s | 212520 | 212520 | 10626 | 10626 | 0 | 0 | 223146 | 0.06348% | 18.5752 | 724.5 | [8 empty] | 0 | 0 | 0 | 0 | 0,;!0,;!0,;!0 | #N/A | #N/A
|  |  | EP-GF-ES, 3,300CFM, 230V/1PH/60HZ, Wall Mounted Propeller |  |  | 1 | set/s | 15725 | 15725 | 2500 | 2500 | 0 | 0 | 18225 | 0.005185% | 1.5171 | 59.1721 | [8 empty] | 0 | 0 | 0 | 0 | 0,;!0,;!0,;!0 | #N/A | #N/A
|  | Ducting Works |  |  |  | 1 | lot | 12393.738 | 12393.738 | 11774.0511 | 11774.0511 | 0 | 0 | 24167.7892 | 0.006875% | 2.0118 | 78.4668 | [8 empty] | 0 | 0 | 0 | 0 | 0,;!0,;!0,;!0 | #N/A | #N/A
|  |  | 600mmx350mm EAD - GI Sheet Gauge 22 |  |  | 7 | lm | 1770.534 | 12393.738 | 1682.0073 | 11774.0511 | 0 | 0 | 24167.7892 | 0.006875% | 2.0118 | 78.4668 | [8 empty] | 0 | 0 | 0 | 0 | 0,;!0,;!0,;!0 | #N/A | #N/A
|  | Equipment & Accessories |  |  |  | 1 | lot | 330000 | 330000 | 60000 | 60000 | 0 | 0 | 390000 | 0.1109% | 32.4645 | 1266.2338 | [8 empty] | 0 | 0 | 0 | 0 | 0,;!0,;!0,;!0 | #N/A | #N/A
|  |  | Slave Thermostat |  |  | 3 | set/s | 35000 | 105000 | 10000 | 30000 | 0 | 0 | 135000 | 0.0384% | 11.2377 | 438.3117 | [8 empty] | 0 | 0 | 0 | 0 | 0,;!0,;!0,;!0 | #N/A | #N/A
|  |  | Master Thermostat |  |  | 3 | set/s | 75000 | 225000 | 10000 | 30000 | 0 | 0 | 255000 | 0.07254% | 21.2268 | 827.9221 | [8 empty] | 0 | 0 | 0 | 0 | 0,;!0,;!0,;!0 | #N/A | #N/A
|  | Refrigerant Pipe Works |  |  |  | 1 | lot | 6465.2321 | 6465.2321 | 1887.3688 | 1887.3688 | 0 | 0 | 8352.6009 | 0.002376% | 0.69529 | 27.1188 | [8 empty] | 0 | 0 | 0 | 0 | 0,;!0,;!0,;!0 | #N/A | #N/A
|  |  | Refrigerant Pipe, fittings and Insulation |  |  | 1 | lot | 5421.2143 | 5421.2143 | 1626.3643 | 1626.3643 | 0 | 0 | 7047.5786 | 0.002005% | 0.58666 | 22.8817 | [8 empty] | 0 | 0 | 0 | 0 | 0,;!0,;!0,;!0 | #N/A | #N/A
|  |  |  | 3/8" Copper Pipe Type L, with fittings/insulation |  | 8 | lm | 368.9839 | 2951.8714 | 110.6952 | 885.5614 | 0 | 0 | 3837.4329 | 0.001092% | 0.31944 | 12.4592 | [8 empty] | 0 | 0 | 0 | 0 | 0,;!0,;!0,;!0 | #N/A | #N/A
|  |  |  | 1/4" Copper Pipe Type L, with fittings/insulation |  | 8 | lm | 308.6679 | 2469.3429 | 92.6004 | 740.8029 | 0 | 0 | 3210.1457 | 0.0009132% | 0.26722 | 10.4226 | [8 empty] | 0 | 0 | 0 | 0 | 0,;!0,;!0,;!0 | #N/A | #N/A
|  |  | Electrical Works |  |  | 1 | lot | 1044.0179 | 1044.0179 | 261.0045 | 261.0045 | 0 | 0 | 1305.0223 | 0.0003712% | 0.10863 | 4.2371 | [8 empty] | 0 | 0 | 0 | 0 | 0,;!0,;!0,;!0 | #N/A | #N/A
|  |  |  | ECB |  | 0 | assy | 0 | 0 | 0 | 0 | 0 | 0 | 0 | 0% | 0 | 0 | [8 empty] | 0 | 0 | 0 | 0 | 0,;!0,;!0,;!0 | #N/A | #N/A
|  |  |  | 3.5mm2 THHN |  | 33 | lm | 22.9821 | 758.4107 | 5.7455 | 189.6027 | 0 | 0 | 948.0134 | 0.0002697% | 0.078915 | 3.078 | [8 empty] | 0 | 0 | 0 | 0 | 0,;!0,;!0,;!0 | #N/A | #N/A
|  |  |  | 20mmØ PVC Pipe including fittings |  | 11 | lm | 25.9643 | 285.6071 | 6.4911 | 71.4018 | 0 | 0 | 357.0089 | 0.0001016% | 0.029718 | 1.1591 | [8 empty] | 0 | 0 | 0 | 0 | 0,;!0,;!0,;!0 | #N/A | #N/A
|  | Toilet Exhaust Air Duct |  |  |  | 1 | lot | 323400 | 323400 | 64680 | 64680 | 0 | 0 | 388080 | 0.1104% | 32.3047 | 1260 | [8 empty] | 0 | 0 | 0 | 0 | 0,;!0,;!0,;!0 | #N/A | #N/A
|  |  | TED - 100mm dia. PVC Pipe |  |  | 0 | lm | 0 | 0 | 0 | 0 | 0 | 0 | 0 | 0% | 0 | 0 | [8 empty] | 0 | 0 | 0 | 0 | 0,;!0,;!0,;!0 | #N/A | #N/A
|  |  | 100Ø Vent Cap w/ S/S Wiremesh Insect Screen |  |  | 308 | set/s | 1050 | 323400 | 210 | 64680 | 0 | 0 | 388080 | 0.1104% | 32.3047 | 1260 | [8 empty] | 0 | 0 | 0 | 0 | 0,;!0,;!0,;!0 | #N/A | #N/A
|  | Kitchen Exhaust Air Duct |  |  |  | 1 | lot | 385000 | 385000 | 77000 | 77000 | 0 | 0 | 462000 | 0.1314% | 38.458 | 1500 | [8 empty] | 0 | 0 | 0 | 0 | 0,;!0,;!0,;!0 | #N/A | #N/A
|  |  | KED - 150Ø mm Spiral GI Ga. 26 w/ 25mm thk. Fiberglass Insulation |  |  | 0 | lm | 0 | 0 | 0 | 0 | 0 | 0 | 0 | 0% | 0 | 0 | [8 empty] | 0 | 0 | 0 | 0 | 0,;!0,;!0,;!0 | #N/A | #N/A
|  |  | 150Ø Vent Cap w/ S/S Wiremesh Insect Screen |  |  | 308 | set/s | 1250 | 385000 | 250 | 77000 | 0 | 0 | 462000 | 0.1314% | 38.458 | 1500 | [8 empty] | 0 | 0 | 0 | 0 | 0,;!0,;!0,;!0 | #N/A | #N/A
|  | Stair Pressurization Air Duct |  |  |  | 1 | lot | 1353976.1162 | 1353976.1162 | 420459.8605 | 420459.8605 | 0 | 0 | 1774435.9766 | 0.5048% | 147.7083 | 5761.1558 | [8 empty] | 0 | 0 | 0 | 0 | 0,;!0,;!0,;!0 | #N/A | #N/A
|  |  | Stair Pressurization Duct Riser |  |  | 1 | lot | 131019.5163 | 131019.5163 | 124468.5405 | 124468.5405 | 0 | 0 | 255488.0568 | 0.07268% | 21.2674 | 829.5067 | [8 empty] | 0 | 0 | 0 | 0 | 0,;!0,;!0,;!0 | #N/A | #N/A
|  |  |  | GI Sheet Gauge 22 (700x400mm) |  | 17 | shts | 1770.534 | 30099.0781 | 1682.0073 | 28594.1242 | 0 | 0 | 58693.2022 | 0.0167% | 4.8858 | 190.5623 | [8 empty] | 0 | 0 | 0 | 0 | 0,;!0,;!0,;!0 | #N/A | #N/A
|  |  |  | GI Sheet Gauge 22 (900x550mm) |  | 22 | shts | 1770.534 | 38951.7481 | 1682.0073 | 37004.1607 | 0 | 0 | 75955.9088 | 0.02161% | 6.3228 | 246.6101 | [8 empty] | 0 | 0 | 0 | 0 | 0,;!0,;!0,;!0 | #N/A | #N/A
|  |  |  | GI Sheet Gauge 22 (900x700mm) |  | 34 | shts | 1770.534 | 60198.1561 | 1682.0073 | 57188.2483 | 0 | 0 | 117386.4045 | 0.03339% | 9.7715 | 381.1247 | [8 empty] | 0 | 0 | 0 | 0 | 0,;!0,;!0,;!0 | #N/A | #N/A
|  |  |  | GI Sheet Gauge 22 (900x600mm) - Duct Takeoff |  | 1 | shts | 1770.534 | 1770.534 | 1682.0073 | 1682.0073 | 0 | 0 | 3452.5413 | 0.0009822% | 0.2874 | 11.2095 | [8 empty] | 0 | 0 | 0 | 0 | 0,;!0,;!0,;!0 | #N/A | #N/A
|  |  | Stair Pressurization Miscellaneous and Accessories |  |  | 1 | lot | 1222956.5999 | 1222956.5999 | 295991.32 | 295991.32 | 0 | 0 | 1518947.9199 | 0.4321% | 126.4409 | 4931.6491 | [8 empty] | 0 | 0 | 0 | 0 | 0,;!0,;!0,;!0 | #N/A | #N/A
|  |  |  | 900x900mm Pressurization Supply Air Grille w/ OBVD @ 2500CMH |  | 12 | set/s | 47740.0955 | 572881.1458 | 9548.0191 | 114576.2292 | 0 | 0 | 687457.3749 | 0.1956% | 57.2256 | 2232.0045 | [8 empty] | 0 | 0 | 0 | 0 | 0,;!0,;!0,;!0 | #N/A | #N/A
|  |  |  | 1200x900 Relief Air Grille w/ SS 304 Insect Screen and Rangehood |  | 2 | set/s | 26040.0521 | 52080.1042 | 5208.0104 | 10416.0208 | 0 | 0 | 62496.125 | 0.01778% | 5.2023 | 202.9095 | [8 empty] | 0 | 0 | 0 | 0 | 0,;!0,;!0,;!0 | #N/A | #N/A
|  |  |  | 900x600 Motorized Relief Damper Set with Modulating Type Actuator w/ SS 304 Insect Screen |  | 2 | set/s | 37497.675 | 74995.35 | 7499.535 | 14999.07 | 0 | 0 | 89994.42 | 0.0256% | 7.4914 | 292.1897 | [8 empty] | 0 | 0 | 0 | 0 | 0,;!0,;!0,;!0 | #N/A | #N/A
|  |  |  | Smoke Duct Sensor |  | 2 | set/s | 5000 | 10000 | 1500 | 3000 | 0 | 0 | 13000 | 0.003698% | 1.0822 | 42.2078 | [8 empty] | 0 | 0 | 0 | 0 | 0,;!0,;!0,;!0 | #N/A | #N/A
|  |  |  | Static Pressure Sensor |  | 4 | set/s | 25000 | 100000 | 7500 | 30000 | 0 | 0 | 130000 | 0.03698% | 10.8215 | 422.0779 | [8 empty] | 0 | 0 | 0 | 0 | 0,;!0,;!0,;!0 | #N/A | #N/A
|  |  |  | Differential Static Pressurization Controller |  | 2 | set/s | 71500 | 143000 | 7500 | 15000 | 0 | 0 | 158000 | 0.04495% | 13.1523 | 512.987 | [8 empty] | 0 | 0 | 0 | 0 | 0,;!0,;!0,;!0 | #N/A | #N/A
|  |  |  | Wiring Works for Differential Presure Sensor |  | 1 | lot | 270000 | 270000 | 108000 | 108000 | 0 | 0 | 378000 | 0.1075% | 31.4656 | 1227.2727 | [8 empty] | 0 | 0 | 0 | 0 | 0,;!0,;!0,;!0 | #N/A | #N/A
|  | Fireman's Lift Pressurization Ducting Works |  |  |  | 1 | lot | 321102.5571 | 321102.5571 | 64554.7652 | 64554.7652 | 0 | 0 | 385657.3223 | 0.1097% | 32.103 | 1252.1342 | [8 empty] | 0 | 0 | 0 | 0 | 0,;!0,;!0,;!0 | #N/A | #N/A
|  |  | Fireman's Lift Pressurization Duct Riser |  |  | 1 | lot | 13279.005 | 13279.005 | 12615.0548 | 12615.0548 | 0 | 0 | 25894.0598 | 0.007366% | 2.1555 | 84.0716 | [8 empty] | 0 | 0 | 0 | 0 | 0,;!0,;!0,;!0 | #N/A | #N/A
|  |  |  | GI Sheet Gauge 22 (800x500mm) |  | 7 | shts | 1770.534 | 12393.738 | 1682.0073 | 11774.0511 | 0 | 0 | 24167.7892 | 0.006875% | 2.0118 | 78.4668 | [8 empty] | 0 | 0 | 0 | 0 | 0,;!0,;!0,;!0 | #N/A | #N/A
|  |  |  | GI Sheet Gauge 22 (600x500mm) - Duct Takeoff |  | 0.5 | shts | 1770.534 | 885.267 | 1682.0073 | 841.0037 | 0 | 0 | 1726.2707 | 0.0004911% | 0.1437 | 5.6048 | [8 empty] | 0 | 0 | 0 | 0 | 0,;!0,;!0,;!0 | #N/A | #N/A
|  |  | Fireman's Lift Pressurization Miscellaneous and Accessories |  |  | 1 | lot | 307823.5521 | 307823.5521 | 51939.7104 | 51939.7104 | 0 | 0 | 359763.2625 | 0.1023% | 29.9476 | 1168.0625 | [8 empty] | 0 | 0 | 0 | 0 | 0,;!0,;!0,;!0 | #N/A | #N/A
|  |  |  | 1200x650 Relief Air Grille w/ SS 304 Insect Screen and Rangehood |  | 1 | set/s | 26040.0521 | 26040.0521 | 5208.0104 | 5208.0104 | 0 | 0 | 31248.0625 | 0.008889% | 2.6012 | 101.4547 | [8 empty] | 0 | 0 | 0 | 0 | 0,;!0,;!0,;!0 | #N/A | #N/A
|  |  |  | 650x500 Motorized Relief Damper Set with Modulating Type Actuator w/ SS 304 Insect Screen |  | 1 | set/s | 35712.0714 | 35712.0714 | 7142.4143 | 7142.4143 | 0 | 0 | 42854.4857 | 0.01219% | 3.5673 | 139.1379 | [8 empty] | 0 | 0 | 0 | 0 | 0,;!0,;!0,;!0 | #N/A | #N/A
|  |  |  | Smoke Duct Sensor |  | 1 | set/s | 5000 | 5000 | 1500 | 1500 | 0 | 0 | 6500 | 0.001849% | 0.54108 | 21.1039 | [8 empty] | 0 | 0 | 0 | 0 | 0,;!0,;!0,;!0 | #N/A | #N/A
|  |  |  | Static Pressure Sensor |  | 2 | set/s | 33750 | 67500 | 3375 | 6750 | 0 | 0 | 74250 | 0.02112% | 6.1807 | 241.0714 | [8 empty] | 0 | 0 | 0 | 0 | 0,;!0,;!0,;!0 | #N/A | #N/A
|  |  |  | Differential Static Pressurization Controller |  | 1 | set/s | 106071.4286 | 106071.4286 | 4339.2857 | 4339.2857 | 0 | 0 | 110410.7143 | 0.03141% | 9.1909 | 358.4763 | [8 empty] | 0 | 0 | 0 | 0 | 0,;!0,;!0,;!0 | #N/A | #N/A
|  |  |  | Wiring Works for Differential Presure Sensor |  | 1 | lot | 67500 | 67500 | 27000 | 27000 | 0 | 0 | 94500 | 0.02688% | 7.8664 | 306.8182 | [8 empty] | 0 | 0 | 0 | 0 | 0,;!0,;!0,;!0 | #N/A | #N/A
|  | Electrical wiring works and breakers for fans |  |  |  | 1 | lot | 45000 | 45000 | 9000 | 9000 | 0 | 0 | 54000 | 0.01536% | 4.4951 | 175.3247 | [8 empty] | 0 | 0 | 0 | 0 | 0,;!0,;!0,;!0 | #N/A | #N/A
|  | Misc. & Consumables |  |  |  | 1 | lot | 206630.2379 | 206630.2379 | 30994.5357 | 30994.5357 | 0 | 0 | 237624.7736 | 0.0676% | 19.7805 | 771.509 | [8 empty] | 0 | 0 | 0 | 0 | 0,;!0,;!0,;!0 | #N/A | #N/A
|  | Hangers & Supports |  |  |  | 1 | lot | 154972.6784 | 154972.6784 | 23245.9018 | 23245.9018 | 0 | 0 | 178218.5802 | 0.0507% | 14.8353 | 578.6318 | [8 empty] | 0 | 0 | 0 | 0 | 0,;!0,;!0,;!0 | #N/A | #N/A
|  | Block-out & Pipe Sleeves |  |  |  | 1 | lot | 103315.1189 | 103315.1189 | 15497.2678 | 15497.2678 | 0 | 0 | 118812.3868 | 0.0338% | 9.8902 | 385.7545 | [8 empty] | 0 | 0 | 0 | 0 | 0,;!0,;!0,;!0 | #N/A | #N/A
|  | Testing & Commissioning |  |  |  | 1 | lot | 51657.5595 | 51657.5595 | 7748.6339 | 7748.6339 | 0 | 0 | 59406.1934 | 0.0169% | 4.9451 | 192.8773 | [8 empty] | 0 | 0 | 0 | 0 | 0,;!0,;!0,;!0 | #N/A | #N/A
|  | General Requirements |  |  |  | 1 | lot | 0 | 0 | 0 | 0 | 354733.4205 | 354733.4205 | 354733.4205 | 0.1009% | 29.5289 | 1151.7319 | [8 empty] | 0 | 0 | 0 | 0 | 0,;!0,;!0,;!0 | #N/A | #N/A
5.0 | ELECTRICAL |  |  |  |  | 1 | lot | 13687330.8712 | 13687330.8712 | 4733823.9866 | 4733823.9866 | 5161520.4524 | 5161520.4524 | 23582675.3101 | 6.709% | 1963.0783 | 76567.1276 | [8 empty] | 0 | 0 | 0 | 0 | 0,;!0,;!0,;!0 | #N/A | #N/A
|  | Grounding Works |  |  |  | 1 | lot | 493616.8691 | 493616.8691 | 139842.7837 | 139842.7837 | 0 | 0 | 633459.6528 | 0.1802% | 52.7307 | 2056.6872 | [8 empty] | 0 | 0 | 0 | 0 | 0,;!0,;!0,;!0 | #N/A | #N/A
|  |  | Lightning Arrester w/ 1/2"ø Lightning Rod, w/ Steel Extension Mast & Steel Plate |  |  | 1 | set/s | 96638.6518 | 96638.6518 | 31250 | 31250 | 0 | 0 | 127888.6518 | 0.03638% | 10.6458 | 415.2229 | [8 empty] | 0 | 0 | 0 | 0 | 0,;!0,;!0,;!0 | #N/A | #N/A
|  |  | Lightning Event Counter |  |  | 1 | set/s | 18536.7679 | 18536.7679 | 7398.1786 | 7398.1786 | 0 | 0 | 25934.9464 | 0.007378% | 2.1589 | 84.2044 | [8 empty] | 0 | 0 | 0 | 0 | 0,;!0,;!0,;!0 | #N/A | #N/A
|  |  | Aircraft Obstruction Lighting Fixture w/ 100W Bulb, 60Hz, 230V, Obstruction Light Relay and Photoelectric Control |  |  | 2 | set/s | 53437.5 | 106875 | 16512.1875 | 33024.375 | 0 | 0 | 139899.375 | 0.0398% | 11.6456 | 454.2188 | [8 empty] | 0 | 0 | 0 | 0 | 0,;!0,;!0,;!0 | #N/A | #N/A
|  |  | 6"x6" Pullbox |  |  | 3 | set/s | 2040.6891 | 6122.0672 | 306.1034 | 918.3101 | 0 | 0 | 7040.3773 | 0.002003% | 0.58606 | 22.8584 | [8 empty] | 0 | 0 | 0 | 0 | 0,;!0,;!0,;!0 | #N/A | #N/A
|  |  | 200 x 200 x 100mm Ground well w/ 6mm Galv. Steel Cover |  |  | 2 | pcs | 5000 | 10000 | 2276.7857 | 4553.5714 | 0 | 0 | 14553.5714 | 0.00414% | 1.2115 | 47.2519 | [8 empty] | 0 | 0 | 0 | 0 | 0,;!0,;!0,;!0 | #N/A | #N/A
|  |  | 60mm² Bare Cu Conductor - Loop Conductor |  |  | 39 | lm | 413.9196 | 16142.8661 | 124.1759 | 4842.8598 | 0 | 0 | 20985.7259 | 0.00597% | 1.7469 | 68.1355 | [8 empty] | 0 | 0 | 0 | 0 | 0,;!0,;!0,;!0 | #N/A | #N/A
|  |  | 50mm² Bare Cu Conductor - Loop Conductor |  |  | 50 | lm | 331.1357 | 16556.7857 | 99.3407 | 4967.0357 | 0 | 0 | 21523.8214 | 0.006123% | 1.7917 | 69.8825 | [8 empty] | 0 | 0 | 0 | 0 | 0,;!0,;!0,;!0 | #N/A | #N/A
|  |  | 30mm² Bare Cu Conductor - Loop Conductor |  |  | 12 | lm | 281.4654 | 3377.5843 | 84.4396 | 1013.2753 | 0 | 0 | 4390.8596 | 0.001249% | 0.36551 | 14.256 | [8 empty] | 0 | 0 | 0 | 0 | 0,;!0,;!0,;!0 | #N/A | #N/A
|  |  | 14mm² Bare Cu Conductor - Loop Conductor |  |  | 117 | lm | 239.2456 | 27991.7298 | 71.7737 | 8397.5189 | 0 | 0 | 36389.2487 | 0.01035% | 3.0291 | 118.1469 | [8 empty] | 0 | 0 | 0 | 0 | 0,;!0,;!0,;!0 | #N/A | #N/A
|  |  | Grounding busbar, 50mmHx300mmWx10mmD |  |  | 28 | set/s | 3660.7143 | 102500 | 732.1429 | 20500 | 0 | 0 | 123000 | 0.03499% | 10.2388 | 399.3506 | [8 empty] | 0 | 0 | 0 | 0 | 0,;!0,;!0,;!0 | #N/A | #N/A
|  |  | 25mmø x 3000mm Length Copper Clad Steel Rod |  |  | 7 | pcs | 11121.8482 | 77852.9375 | 2224.3696 | 15570.5875 | 0 | 0 | 93423.525 | 0.02658% | 7.7768 | 303.3231 | [8 empty] | 0 | 0 | 0 | 0 | 0,;!0,;!0,;!0 | #N/A | #N/A
|  |  | 32mmØ PVC Pipe including fittings |  |  | 96 | lm | 68.32 | 6558.72 | 20.496 | 1967.616 | 0 | 0 | 8526.336 | 0.002426% | 0.70975 | 27.6829 | [8 empty] | 0 | 0 | 0 | 0 | 0,;!0,;!0,;!0 | #N/A | #N/A
|  |  | 25mmØ PVC Pipe including fittings |  |  | 117 | lm | 38.1518 | 4463.7589 | 46.4911 | 5439.4554 | 0 | 0 | 9903.2143 | 0.002817% | 0.82437 | 32.1533 | [8 empty] | 0 | 0 | 0 | 0 | 0,;!0,;!0,;!0 | #N/A | #N/A
|  | Power Service Entrance |  |  |  | 1 | lot | 69068.4 | 69068.4 | 17470.52 | 17470.52 | 0 | 0 | 86538.92 | 0.02462% | 7.2037 | 280.9705 | [8 empty] | 0 | 0 | 0 | 0 | 0,;!0,;!0,;!0 | #N/A | #N/A
|  |  | 100mmØ PVC Pipe including fittings |  |  | 40 | lm | 414.21 | 16568.4 | 124.263 | 4970.52 | 0 | 0 | 21538.92 | 0.006127% | 1.793 | 69.9316 | [8 empty] | 0 | 0 | 0 | 0 | 0,;!0,;!0,;!0 | #N/A | #N/A
|  |  | Concrete Encasement 8-100mmØ PVC Pipe including fittings |  |  | 5 | lm | 10500 | 52500 | 2500 | 12500 | 0 | 0 | 65000 | 0.01849% | 5.4108 | 211.039 | [8 empty] | 0 | 0 | 0 | 0 | 0,;!0,;!0,;!0 | #N/A | #N/A
|  | Busway System |  |  |  | 1 | lot | 391490 | 391490 | 78298 | 78298 | 2331792 | 2331792 | 2801580 | 0.797% | 233.2102 | 9096.039 | [8 empty] | 0 | 0 | 0 | 0 | 0,;!0,;!0,;!0 | #N/A | #N/A
|  |  | Power System Bus Way |  |  | 1 | lot | 0 | 0 | 0 | 0 | 2331792 | 2331792 | 2331792 | 0.6633% | 194.1039 | 7570.7532 | [8 empty] | 0 | 0 | 0 | 0 | 0,;!0,;!0,;!0 | #N/A | #N/A
|  |  |  | Busway - 800A, 400V, 3Ø w/Ground & Neutral Bus Aluminum complete with standard accessories |  | 72 | lm | 0 | 0 | 0 | 0 | 32386 | 2331792 | 2331792 | 0.6633% | 194.1039 | 7570.7532 | [8 empty] | 0 | 0 | 0 | 0 | 0,;!0,;!0,;!0 | #N/A | #N/A
|  |  | Power System Bus Way Accessories |  |  | 1 | lot | 391490 | 391490 | 78298 | 78298 | 0 | 0 | 469788 | 0.1336% | 39.1063 | 1525.2857 | [8 empty] | 0 | 0 | 0 | 0 | 0,;!0,;!0,;!0 | #N/A | #N/A
|  |  |  | Pug-in CB 100AT, 100AF, 4P, 3Ø, 400V, |  | 11 | set/s | 35590 | 391490 | 7118 | 78298 | 0 | 0 | 469788 | 0.1336% | 39.1063 | 1525.2857 | [8 empty] | 0 | 0 | 0 | 0 | 0,;!0,;!0,;!0 | #N/A | #N/A
|  | Power System Switchboard and Panel board |  |  |  | 1 | lot | 437250 | 437250 | 154000 | 154000 | 0 | 0 | 591250 | 0.1682% | 49.2171 | 1919.6429 | [8 empty] | 0 | 0 | 0 | 0 | 0,;!0,;!0,;!0 | #N/A | #N/A
|  |  | PB - 2BR MID UNIT |  |  | 44 | set/s | 1419.6429 | 62464.2857 | 500 | 22000 | 0 | 0 | 84464.2857 | 0.02403% | 7.031 | 274.2347 | [8 empty] | 0 | 0 | 0 | 0 | 0,;!0,;!0,;!0 | #N/A | #N/A
|  |  |  | MAIN: 40AT, 63AF, 2P, 10KAIC, 230V, 60Hz, NEMA 1 |  | 44 | set/s | 1419.6429 | 62464.2857 | 500 | 22000 | 0 | 0 | 84464.2857 | 0.02403% | 7.031 | 274.2347 | [8 empty] | 0 | 0 | 0 | 0 | 0,;!0,;!0,;!0 | #N/A | #N/A
|  |  |  | BRS: 2 - 15AT, 63AF, 1P, 6KAIC, 230V, 60Hz |  | 0 | 0 | 0 | 0 | 0 | 0 | 0 | 0 | 0 | 0% | 0 | 0 | [8 empty] | 0 | 0 | 0 | 0 | 0,;!0,;!0,;!0 | #N/A | #N/A
|  |  |  | 2 - 25AT, 63AF, 1P, 6KAIC, 230V, 60Hz |  | 0 | 0 | 0 | 0 | 0 | 0 | 0 | 0 | 0 | 0% | 0 | 0 | [8 empty] | 0 | 0 | 0 | 0 | 0,;!0,;!0,;!0 | #N/A | #N/A
|  |  |  | 1 - 6AT, 63AF, (2-2P), 6KAIC, 230V, 60Hz MTS |  | 0 | 0 | 0 | 0 | 0 | 0 | 0 | 0 | 0 | 0% | 0 | 0 | [8 empty] | 0 | 0 | 0 | 0 | 0,;!0,;!0,;!0 | #N/A | #N/A
|  |  | PB - 2BR CORNER UNIT |  |  | 264 | set/s | 1419.6429 | 374785.7143 | 500 | 132000 | 0 | 0 | 506785.7143 | 0.1442% | 42.1861 | 1645.4082 | [8 empty] | 0 | 0 | 0 | 0 | 0,;!0,;!0,;!0 | #N/A | #N/A
|  |  |  | MAIN: 40AT, 63AF, 2P, 10KAIC, 230V, 60Hz, NEMA 1 |  | 264 | set/s | 1419.6429 | 374785.7143 | 500 | 132000 | 0 | 0 | 506785.7143 | 0.1442% | 42.1861 | 1645.4082 | [8 empty] | 0 | 0 | 0 | 0 | 0,;!0,;!0,;!0 | #N/A | #N/A
|  |  |  | BRS: 2 - 15AT, 63AF, 1P, 6KAIC, 230V, 60Hz |  | 0 | 0 | 0 | 0 | 0 | 0 | 0 | 0 | 0 | 0% | 0 | 0 | [8 empty] | 0 | 0 | 0 | 0 | 0,;!0,;!0,;!0 | #N/A | #N/A
|  |  |  | 2 - 25AT, 63AF, 1P, 6KAIC, 230V, 60Hz |  | 0 | 0 | 0 | 0 | 0 | 0 | 0 | 0 | 0 | 0% | 0 | 0 | [8 empty] | 0 | 0 | 0 | 0 | 0,;!0,;!0,;!0 | #N/A | #N/A
|  |  |  | 1 - 6AT, 63AF, (2-2P), 6KAIC, 230V, 60Hz MTS |  | 0 | 0 | 0 | 0 | 0 | 0 | 0 | 0 | 0 | 0% | 0 | 0 | [8 empty] | 0 | 0 | 0 | 0 | 0,;!0,;!0,;!0 | #N/A | #N/A
|  | Power System Main Distribution Panelboard |  |  |  | 1 | lot | 299668.3682 | 299668.3682 | 59933.6736 | 59933.6736 | 0 | 0 | 359602.0418 | 0.1023% | 29.9341 | 1167.5391 | [8 empty] | 0 | 0 | 0 | 0 | 0,;!0,;!0,;!0 | #N/A | #N/A
|  |  | MCB-RES. |  |  | 1 | assy | 78908.21 | 78908.21 | 15781.642 | 15781.642 | 0 | 0 | 94689.852 | 0.02694% | 7.8822 | 307.4346 | [8 empty] | 0 | 0 | 0 | 0 | 0,;!0,;!0,;!0 | #N/A | #N/A
|  |  |  | MAIN: Busduct - 800AT, 800AF, 4P, 50KAIC, MCCB, 400V, 60Hz, IP56 |  | 1 | assy | 78908.21 | 78908.21 | 15781.642 | 15781.642 | 0 | 0 | 94689.852 | 0.02694% | 7.8822 | 307.4346 | [8 empty] | 0 | 0 | 0 | 0 | 0,;!0,;!0,;!0 | #N/A | #N/A
|  |  |  | BRS: 11 - 100AT, 100AF, 4P, 36 KAIC, 400V, 60Hz |  | 0 | 0 | 0 | 0 | 0 | 0 | 0 | 0 | 0 | 0% | 0 | 0 | [8 empty] | 0 | 0 | 0 | 0 | 0,;!0,;!0,;!0 | #N/A | #N/A
|  |  | MCB |  |  | 1 | assy | 55235.747 | 55235.747 | 11047.1494 | 11047.1494 | 0 | 0 | 66282.8964 | 0.01886% | 5.5175 | 215.2042 | [8 empty] | 0 | 0 | 0 | 0 | 0,;!0,;!0,;!0 | #N/A | #N/A
|  |  |  | MAIN: 1000AT, 1000AF, 4P, 65KAIC, ACB, 400V, 60Hz, NEMA 1 |  | 1 | assy | 55235.747 | 55235.747 | 11047.1494 | 11047.1494 | 0 | 0 | 66282.8964 | 0.01886% | 5.5175 | 215.2042 | [8 empty] | 0 | 0 | 0 | 0 | 0,;!0,;!0,;!0 | #N/A | #N/A
|  |  |  | BRS: 1 - Lugs Only |  | 0 | 0 | 0 | 0 | 0 | 0 | 0 | 0 | 0 | 0% | 0 | 0 | [8 empty] | 0 | 0 | 0 | 0 | 0,;!0,;!0,;!0 | #N/A | #N/A
|  |  |  | 1 - Lugs Only |  | 0 | 0 | 0 | 0 | 0 | 0 | 0 | 0 | 0 | 0% | 0 | 0 | [8 empty] | 0 | 0 | 0 | 0 | 0,;!0,;!0,;!0 | #N/A | #N/A
|  |  |  | 1 - Space |  | 0 | 0 | 0 | 0 | 0 | 0 | 0 | 0 | 0 | 0% | 0 | 0 | [8 empty] | 0 | 0 | 0 | 0 | 0,;!0,;!0,;!0 | #N/A | #N/A
|  |  | ADM/MTS (Unitized), NEMA-1 (FREE STANDING) |  |  | 1 | assy | 131280.6612 | 131280.6612 | 26256.1322 | 26256.1322 | 0 | 0 | 157536.7934 | 0.04482% | 13.1137 | 511.4831 | [8 empty] | 0 | 0 | 0 | 0 | 0,;!0,;!0,;!0 | #N/A | #N/A
|  |  |  | MAIN: 300AT, 400AF, 4P, 50KAIC, MCCB, 400V, 60Hz, IP56 |  | 1 | assy | 131280.6612 | 131280.6612 | 26256.1322 | 26256.1322 | 0 | 0 | 157536.7934 | 0.04482% | 13.1137 | 511.4831 | [8 empty] | 0 | 0 | 0 | 0 | 0,;!0,;!0,;!0 | #N/A | #N/A
|  |  |  | BRS: 1 - 70AT, 100AF, 3P, 18 KAIC, 400V, 60Hz |  | 0 | 0 | 0 | 0 | 0 | 0 | 0 | 0 | 0 | 0% | 0 | 0 | [8 empty] | 0 | 0 | 0 | 0 | 0,;!0,;!0,;!0 | #N/A | #N/A
|  |  |  | 1- 50AT, 100AF, 3P, 18 KAIC, 400V, 60Hz |  | 0 | 0 | 0 | 0 | 0 | 0 | 0 | 0 | 0 | 0% | 0 | 0 | [8 empty] | 0 | 0 | 0 | 0 | 0,;!0,;!0,;!0 | #N/A | #N/A
|  |  |  | 1- 150AT, 225AF, 3P, 25 KAIC, 400V, 60Hz |  | 0 | 0 | 0 | 0 | 0 | 0 | 0 | 0 | 0 | 0% | 0 | 0 | [8 empty] | 0 | 0 | 0 | 0 | 0,;!0,;!0,;!0 | #N/A | #N/A
|  |  |  | 1- 100AT, 100AF, 3P, 25KAIC, 400V, 60Hz |  | 0 | 0 | 0 | 0 | 0 | 0 | 0 | 0 | 0 | 0% | 0 | 0 | [8 empty] | 0 | 0 | 0 | 0 | 0,;!0,;!0,;!0 | #N/A | #N/A
|  |  |  | 1- 50AT, 100AF, 3P, 10 KAIC, 400V, 60Hz - SPARE |  | 0 | 0 | 0 | 0 | 0 | 0 | 0 | 0 | 0 | 0% | 0 | 0 | [8 empty] | 0 | 0 | 0 | 0 | 0,;!0,;!0,;!0 | #N/A | #N/A
|  |  |  | 1- 30AT, 100AF, 3P, 10 KAIC, 400V, 60Hz - SPARE |  | 0 | 0 | 0 | 0 | 0 | 0 | 0 | 0 | 0 | 0% | 0 | 0 | [8 empty] | 0 | 0 | 0 | 0 | 0,;!0,;!0,;!0 | #N/A | #N/A
|  |  | MPP |  |  | 1 | assy | 34243.75 | 34243.75 | 6848.75 | 6848.75 | 0 | 0 | 41092.5 | 0.01169% | 3.4206 | 133.4172 | [8 empty] | 0 | 0 | 0 | 0 | 0,;!0,;!0,;!0 | #N/A | #N/A
|  |  |  | MAIN: 150AT, 225AF, 3P, 25KAIC, MCCB, 400V, 60Hz NEMA 1 |  | 1 | assy | 34243.75 | 34243.75 | 6848.75 | 6848.75 | 0 | 0 | 41092.5 | 0.01169% | 3.4206 | 133.4172 | [8 empty] | 0 | 0 | 0 | 0 | 0,;!0,;!0,;!0 | #N/A | #N/A
|  |  |  | BRS: 2 - 60AT, 100AF, 3P, 18 KAIC, 400V, 60Hz |  | 0 | 0 | 0 | 0 | 0 | 0 | 0 | 0 | 0 | 0% | 0 | 0 | [8 empty] | 0 | 0 | 0 | 0 | 0,;!0,;!0,;!0 | #N/A | #N/A
|  |  |  | 3-30AT, 100AF, 3P, 18 KAIC, 400V, 60Hz |  | 0 | 0 | 0 | 0 | 0 | 0 | 0 | 0 | 0 | 0% | 0 | 0 | [8 empty] | 0 | 0 | 0 | 0 | 0,;!0,;!0,;!0 | #N/A | #N/A
|  |  |  | 1-50AT, 100AF, 3P, 18 KAIC, 400V, 60Hz |  | 0 | 0 | 0 | 0 | 0 | 0 | 0 | 0 | 0 | 0% | 0 | 0 | [8 empty] | 0 | 0 | 0 | 0 | 0,;!0,;!0,;!0 | #N/A | #N/A
|  |  |  | 1-40AT, 100AF, 3P, 18 KAIC, 400V, 60Hz - SPARE |  | 0 | 0 | 0 | 0 | 0 | 0 | 0 | 0 | 0 | 0% | 0 | 0 | [8 empty] | 0 | 0 | 0 | 0 | 0,;!0,;!0,;!0 | #N/A | #N/A
|  | Power System Emergency Panel board |  |  |  | 1 | lot | 34243.75 | 34243.75 | 6848.75 | 6848.75 | 0 | 0 | 41092.5 | 0.01169% | 3.4206 | 133.4172 | [8 empty] | 0 | 0 | 0 | 0 | 0,;!0,;!0,;!0 | #N/A | #N/A
|  |  | EP6 |  |  | 1 | set/s | 34243.75 | 34243.75 | 6848.75 | 6848.75 | 0 | 0 | 41092.5 | 0.01169% | 3.4206 | 133.4172 | [8 empty] | 0 | 0 | 0 | 0 | 0,;!0,;!0,;!0 | #N/A | #N/A
|  |  |  | MAIN: 175AT, 225AF, 4P, 18KAIC, MCCB, 400V, 60Hz NEMA 1 |  | 1 | set/s | 34243.75 | 34243.75 | 6848.75 | 6848.75 | 0 | 0 | 41092.5 | 0.01169% | 3.4206 | 133.4172 | [8 empty] | 0 | 0 | 0 | 0 | 0,;!0,;!0,;!0 | #N/A | #N/A
|  |  |  | BRS: 11 - 50AT, 63AF, 2P, 10 KAIC, 400V, 60Hz |  | 0 | 0 | 0 | 0 | 0 | 0 | 0 | 0 | 0 | 0% | 0 | 0 | [8 empty] | 0 | 0 | 0 | 0 | 0,;!0,;!0,;!0 | #N/A | #N/A
|  |  |  | 1 - 50AT, 63AF, 2P, 10 KAIC, 400V, 60Hz - SPARE |  | 0 | 0 | 0 | 0 | 0 | 0 | 0 | 0 | 0 | 0% | 0 | 0 | [8 empty] | 0 | 0 | 0 | 0 | 0,;!0,;!0,;!0 | #N/A | #N/A
|  | Power System Lighting Panel Board |  |  |  | 1 | lot | 25794.64 | 25794.64 | 5158.928 | 5158.928 | 0 | 0 | 30953.568 | 0.008806% | 2.5766 | 100.4986 | [8 empty] | 0 | 0 | 0 | 0 | 0,;!0,;!0,;!0 | #N/A | #N/A
|  |  | LP1 @ GF, |  |  | 1 | set/s | 15750 | 15750 | 3150 | 3150 | 0 | 0 | 18900 | 0.005377% | 1.5733 | 61.3636 | [8 empty] | 0 | 0 | 0 | 0 | 0,;!0,;!0,;!0 | #N/A | #N/A
|  |  |  | MAIN: 70AT, 100AF, 3P, 18KAIC, MCCB, 400V, 60Hz NEMA 1 |  | 1 | set/s | 15750 | 15750 | 3150 | 3150 | 0 | 0 | 18900 | 0.005377% | 1.5733 | 61.3636 | [8 empty] | 0 | 0 | 0 | 0 | 0,;!0,;!0,;!0 | #N/A | #N/A
|  |  |  | BRS: 18 - 15AT, 63AF, 1P, 6 KAIC, 230V, 60Hz |  | 0 | 0 | 0 | 0 | 0 | 0 | 0 | 0 | 0 | 0% | 0 | 0 | [8 empty] | 0 | 0 | 0 | 0 | 0,;!0,;!0,;!0 | #N/A | #N/A
|  |  |  | 1- 20AT, 63AF, 1P, 6 KAIC, 230V, 60Hz |  | 0 | 0 | 0 | 0 | 0 | 0 | 0 | 0 | 0 | 0% | 0 | 0 | [8 empty] | 0 | 0 | 0 | 0 | 0,;!0,;!0,;!0 | #N/A | #N/A
|  |  |  | 3- 25AT, 63AF, 1P, 10 KAIC, 230V, 60Hz |  | 0 | 0 | 0 | 0 | 0 | 0 | 0 | 0 | 0 | 0% | 0 | 0 | [8 empty] | 0 | 0 | 0 | 0 | 0,;!0,;!0,;!0 | #N/A | #N/A
|  |  |  | 2- 25AT, 63AF, 1P, 6 KAIC, 230V, 60Hz |  | 0 | 0 | 0 | 0 | 0 | 0 | 0 | 0 | 0 | 0% | 0 | 0 | [8 empty] | 0 | 0 | 0 | 0 | 0,;!0,;!0,;!0 | #N/A | #N/A
|  |  |  | 1- 50AT, 63AF, 1P, 18 KAIC, 230V, 60Hz |  | 0 | 0 | 0 | 0 | 0 | 0 | 0 | 0 | 0 | 0% | 0 | 0 | [8 empty] | 0 | 0 | 0 | 0 | 0,;!0,;!0,;!0 | #N/A | #N/A
|  |  |  | 3- 15AT, 63AF, 1P, 6 KAIC, 230V, 60Hz - SPARE |  | 0 | 0 | 0 | 0 | 0 | 0 | 0 | 0 | 0 | 0% | 0 | 0 | [8 empty] | 0 | 0 | 0 | 0 | 0,;!0,;!0,;!0 | #N/A | #N/A
|  |  | LP6 @ 6F |  |  | 1 | set/s | 10044.64 | 10044.64 | 2008.928 | 2008.928 | 0 | 0 | 12053.568 | 0.003429% | 1.0034 | 39.135 | [8 empty] | 0 | 0 | 0 | 0 | 0,;!0,;!0,;!0 | #N/A | #N/A
|  |  |  | MAIN: 50AT, 100AF, 3P, 18KAIC, MCCB, 400V, 60Hz NEMA 1 |  | 1 | set/s | 10044.64 | 10044.64 | 2008.928 | 2008.928 | 0 | 0 | 12053.568 | 0.003429% | 1.0034 | 39.135 | [8 empty] | 0 | 0 | 0 | 0 | 0,;!0,;!0,;!0 | #N/A | #N/A
|  |  |  | BRS: 9 - 15AT, 63AF, 1P, 6 KAIC, 230V, 60Hz |  | 0 | 0 | 0 | 0 | 0 | 0 | 0 | 0 | 0 | 0% | 0 | 0 | [8 empty] | 0 | 0 | 0 | 0 | 0,;!0,;!0,;!0 | #N/A | #N/A
|  |  |  | 3- 15AT, 63AF, 1P, 6 KAIC, 230V, 60Hz - SPARE |  | 0 | 0 | 0 | 0 | 0 | 0 | 0 | 0 | 0 | 0% | 0 | 0 | [8 empty] | 0 | 0 | 0 | 0 | 0,;!0,;!0,;!0 | #N/A | #N/A
|  | Power System Meter Center |  |  |  | 1 | lot | 987271.0375 | 987271.0375 | 324181.3112 | 324181.3112 | 1500000 | 1500000 | 2811452.3487 | 0.7998% | 234.032 | 9128.092 | [8 empty] | 0 | 0 | 0 | 0 | 0,;!0,;!0,;!0 | #N/A | #N/A
|  |  | MC-2F to 12F (Typical Flr) |  |  | 11 | set/s | 89751.9125 | 987271.0375 | 26925.5737 | 296181.3112 | 0 | 0 | 1283452.3488 | 0.3651% | 106.8376 | 4167.0531 | [8 empty] | 0 | 0 | 0 | 0 | 0,;!0,;!0,;!0 | #N/A | #N/A
|  |  |  | MAIN: 100AT, 100AF, 4P, 36KAIC, MCCB, 240V, 60Hz NEMA 1 |  | 11 | set/s | 89751.9125 | 987271.0375 | 26925.5737 | 296181.3112 | 0 | 0 | 1283452.3488 | 0.3651% | 106.8376 | 4167.0531 | [8 empty] | 0 | 0 | 0 | 0 | 0,;!0,;!0,;!0 | #N/A | #N/A
|  |  |  | BRS: 28 - 40AT, 63AF, 2P, 10KAIC, 230V, 60Hz |  | 0 | 0 | 0 | 0 | 0 | 0 | 0 | 0 | 0 | 0% | 0 | 0 | [8 empty] | 0 | 0 | 0 | 0 | 0,;!0,;!0,;!0 | #N/A | #N/A
|  |  | KW-hr Meter Base (installation only) |  |  | 28 | set/s | 0 | 0 | 1000 | 28000 | 0 | 0 | 28000 | 0.007965% | 2.3308 | 90.9091 | [8 empty] | 0 | 0 | 0 | 0 | 0,;!0,;!0,;!0 | #N/A | #N/A
|  |  | Security Grills (Meter Center & Busduct) |  |  | 1 | lot | 0 | 0 | 0 | 0 | 1500000 | 1500000 | 1500000 | 0.4267% | 124.8636 | 4870.1299 | [8 empty] | 0 | 0 | 0 | 0 | 0,;!0,;!0,;!0 | #N/A | #N/A
|  | Power System Enclosed Circuit Breaker (ECB) |  |  |  | 1 | lot | 38887.8 | 38887.8 | 11000 | 11000 | 0 | 0 | 49887.8 | 0.01419% | 4.1528 | 161.9734 | [8 empty] | 0 | 0 | 0 | 0 | 0,;!0,;!0,;!0 | #N/A | #N/A
|  |  | ECB - 20AT, 2P, 230V in NEMA 3R |  |  | 3 | set/s | 2815 | 8445 | 1000 | 3000 | 0 | 0 | 11445 | 0.003256% | 0.95271 | 37.1591 | [8 empty] | 0 | 0 | 0 | 0 | 0,;!0,;!0,;!0 | #N/A | #N/A
|  |  | ECB - 30AT, 2P, 230V in NEMA 3R |  |  | 1 | set/s | 2815 | 2815 | 1000 | 1000 | 0 | 0 | 3815 | 0.001085% | 0.31757 | 12.3864 | [8 empty] | 0 | 0 | 0 | 0 | 0,;!0,;!0,;!0 | #N/A | #N/A
|  |  | ECB - 100AT, 3P, 400V in NEMA 3R |  |  | 1 | set/s | 5244.8 | 5244.8 | 1000 | 1000 | 0 | 0 | 6244.8 | 0.001777% | 0.51983 | 20.2753 | [8 empty] | 0 | 0 | 0 | 0 | 0,;!0,;!0,;!0 | #N/A | #N/A
|  |  | ECB - 40AT, 3P, 400V in NEMA 3R |  |  | 3 | set/s | 3678 | 11034 | 1000 | 3000 | 0 | 0 | 14034 | 0.003992% | 1.1682 | 45.5649 | [8 empty] | 0 | 0 | 0 | 0 | 0,;!0,;!0,;!0 | #N/A | #N/A
|  |  | ECB - 50AT, 3P, 400V in NEMA 3R |  |  | 2 | set/s | 3783 | 7566 | 1000 | 2000 | 0 | 0 | 9566 | 0.002721% | 0.7963 | 31.0584 | [8 empty] | 0 | 0 | 0 | 0 | 0,;!0,;!0,;!0 | #N/A | #N/A
|  |  | ECB - 60AT, 3P, 400V in NEMA 3R |  |  | 1 | set/s | 3783 | 3783 | 1000 | 1000 | 0 | 0 | 4783 | 0.001361% | 0.39815 | 15.5292 | [8 empty] | 0 | 0 | 0 | 0 | 0,;!0,;!0,;!0 | #N/A | #N/A
|  | Roughing In |  |  |  | 1 | lot | 2216757.7798 | 2216757.7798 | 1216713.7224 | 1216713.7224 | 0 | 0 | 3433471.5022 | 0.9767% | 285.8104 | 11147.6347 | [8 empty] | 0 | 0 | 0 | 0 | 0,;!0,;!0,;!0 | #N/A | #N/A
|  |  | 25mmØ IMC Pipe including fittings |  |  | 924 | lm | 199.6161 | 184445.25 | 59.8848 | 55333.575 | 0 | 0 | 239778.825 | 0.06821% | 19.9598 | 778.5027 | [8 empty] | 0 | 0 | 0 | 0 | 0,;!0,;!0,;!0 | #N/A | #N/A
|  |  | 32mmØ IMC Pipe including fittings |  |  | 9 | lm | 256.8512 | 2311.6607 | 77.0554 | 693.4982 | 0 | 0 | 3005.1589 | 0.0008549% | 0.25016 | 9.757 | [8 empty] | 0 | 0 | 0 | 0 | 0,;!0,;!0,;!0 | #N/A | #N/A
|  |  | 65mmØ IMC Pipe including fittings |  |  | 77 | lm | 933.75 | 71898.75 | 280.125 | 21569.625 | 0 | 0 | 93468.375 | 0.02659% | 7.7805 | 303.4688 | [8 empty] | 0 | 0 | 0 | 0 | 0,;!0,;!0,;!0 | #N/A | #N/A
|  |  | 80mmØ IMC Pipe including fittings |  |  | 81 | lm | 1135.8 | 91999.8 | 340.74 | 27599.94 | 0 | 0 | 119599.74 | 0.03402% | 9.9558 | 388.3108 | [8 empty] | 0 | 0 | 0 | 0 | 0,;!0,;!0,;!0 | #N/A | #N/A
|  |  | 100mmØ IMC Pipe including fittings |  |  | 10 | lm | 1230.5469 | 12305.4687 | 369.1641 | 3691.6406 | 0 | 0 | 15997.1094 | 0.004551% | 1.3316 | 51.9387 | [8 empty] | 0 | 0 | 0 | 0 | 0,;!0,;!0,;!0 | #N/A | #N/A
|  |  | 32mmØ EMT Pipe including fittings |  |  | 173 | lm | 227.2 | 39305.6 | 68.16 | 11791.68 | 0 | 0 | 51097.28 | 0.01454% | 4.2535 | 165.9003 | [8 empty] | 0 | 0 | 0 | 0 | 0,;!0,;!0,;!0 | #N/A | #N/A
|  |  | 40mmØ EMT Pipe including fittings |  |  | 19 | lm | 302.9333 | 5755.7333 | 90.88 | 1726.72 | 0 | 0 | 7482.4533 | 0.002129% | 0.62286 | 24.2937 | [8 empty] | 0 | 0 | 0 | 0 | 0,;!0,;!0,;!0 | #N/A | #N/A
|  |  | 50mmØ EMT Pipe including fittings |  |  | 41 | lm | 378.6667 | 15525.3333 | 113.6 | 4657.6 | 0 | 0 | 20182.9333 | 0.005742% | 1.6801 | 65.529 | [8 empty] | 0 | 0 | 0 | 0 | 0,;!0,;!0,;!0 | #N/A | #N/A
|  |  | 20mmØ PVC Pipe including fittings |  |  | 32148 | lm | 34.4 | 1105891.2 | 28.1786 | 905884.7143 | 0 | 0 | 2011775.9143 | 0.5723% | 167.465 | 6531.74 | [8 empty] | 0 | 0 | 0 | 0 | 0,;!0,;!0,;!0 | #N/A | #N/A
|  |  | 25mmØ PVC Pipe including fittings |  |  | 61 | lm | 38.1518 | 2327.2589 | 46.4911 | 2835.9554 | 0 | 0 | 5163.2143 | 0.001469% | 0.4298 | 16.7637 | [8 empty] | 0 | 0 | 0 | 0 | 0,;!0,;!0,;!0 | #N/A | #N/A
|  |  | 32mmØ PVC Pipe including fittings |  |  | 45 | lm | 68.32 | 3074.4 | 20.496 | 922.32 | 0 | 0 | 3996.72 | 0.001137% | 0.3327 | 12.9764 | [8 empty] | 0 | 0 | 0 | 0 | 0,;!0,;!0,;!0 | #N/A | #N/A
|  |  | 100mmØ PVC Pipe including fittings |  |  | 10 | lm | 414.21 | 4142.1 | 124.263 | 1242.63 | 0 | 0 | 5384.73 | 0.001532% | 0.44824 | 17.4829 | [8 empty] | 0 | 0 | 0 | 0 | 0,;!0,;!0,;!0 | #N/A | #N/A
|  |  | 20mmØ Flexible Metal Conduit |  |  | 212 | lm | 121 | 25652 | 20.57 | 4360.84 | 0 | 0 | 30012.84 | 0.008538% | 2.4983 | 97.4443 | [8 empty] | 0 | 0 | 0 | 0 | 0,;!0,;!0,;!0 | #N/A | #N/A
|  |  | 20mmØ Liquidtigth Flexible Metal Conduit |  |  | 1546 | lm | 76.6677 | 118528.2207 | 11.5002 | 17779.2331 | 0 | 0 | 136307.4538 | 0.03878% | 11.3466 | 442.5567 | [8 empty] | 0 | 0 | 0 | 0 | 0,;!0,;!0,;!0 | #N/A | #N/A
|  |  | 40mmØ Liquidtigth Flexible Metal Conduit |  |  | 55 | lm | 628.1364 | 34547.5041 | 125.6273 | 6909.5008 | 0 | 0 | 41457.0049 | 0.01179% | 3.451 | 134.6007 | [8 empty] | 0 | 0 | 0 | 0 | 0,;!0,;!0,;!0 | #N/A | #N/A
|  |  | 2 x 4 Utility Box |  |  | 167 | set/s | 68.75 | 11481.25 | 20.625 | 3444.375 | 0 | 0 | 14925.625 | 0.004246% | 1.2424 | 48.4598 | [8 empty] | 0 | 0 | 0 | 0 | 0,;!0,;!0,;!0 | #N/A | #N/A
|  |  | 4"x4" Square Box |  |  | 36 | set/s | 97.5 | 3510 | 29.25 | 1053 | 0 | 0 | 4563 | 0.001298% | 0.37984 | 14.8149 | [8 empty] | 0 | 0 | 0 | 0 | 0,;!0,;!0,;!0 | #N/A | #N/A
|  |  | 3" x 3" Square Box |  |  | 4312 | set/s | 68.75 | 296450 | 20.625 | 88935 | 0 | 0 | 385385 | 0.1096% | 32.0804 | 1251.25 | [8 empty] | 0 | 0 | 0 | 0 | 0,;!0,;!0,;!0 | #N/A | #N/A
|  |  | 4 x 4 Octagonal Junction Box |  |  | 1996 | set/s | 81.25 | 162175 | 24.375 | 48652.5 | 0 | 0 | 210827.5 | 0.05998% | 17.5498 | 684.5049 | [8 empty] | 0 | 0 | 0 | 0 | 0,;!0,;!0,;!0 | #N/A | #N/A
|  |  | Power Provisions/Junction Box, Exhaust Fan, TEF |  |  | 313 | set/s | 81.25 | 25431.25 | 24.375 | 7629.375 | 0 | 0 | 33060.625 | 0.009405% | 2.752 | 107.3397 | [8 empty] | 0 | 0 | 0 | 0 | 0,;!0,;!0,;!0 | #N/A | #N/A
|  | Wire Way |  |  |  | 1 | lot | 1769929.2627 | 1769929.2627 | 530978.7788 | 530978.7788 | 0 | 0 | 2300908.0415 | 0.6546% | 191.5331 | 7470.4807 | [8 empty] | 0 | 0 | 0 | 0 | 0,;!0,;!0,;!0 | #N/A | #N/A
|  |  | 250mm X 75mm WIREWAY |  |  | 116 | lm | 2349.0998 | 272495.5796 | 704.7299 | 81748.6739 | 0 | 0 | 354244.2535 | 0.1008% | 29.4881 | 1150.1437 | [8 empty] | 0 | 0 | 0 | 0 | 0,;!0,;!0,;!0 | #N/A | #N/A
|  |  | 150mm X 75mm WIREWAY |  |  | 671 | lm | 2231.6448 | 1497433.683 | 669.4934 | 449230.1049 | 0 | 0 | 1946663.7879 | 0.5538% | 162.0449 | 6320.337 | [8 empty] | 0 | 0 | 0 | 0 | 0,;!0,;!0,;!0 | #N/A | #N/A
|  | Wiring In |  |  |  | 1 | lot | 3246439.86 | 3246439.86 | 1298575.944 | 1298575.944 | 0 | 0 | 4545015.804 | 1.293% | 378.338 | 14756.5448 | [8 empty] | 0 | 0 | 0 | 0 | 0,;!0,;!0,;!0 | #N/A | #N/A
|  |  | 8.0mm2 THHN, Copper |  |  | 25087 | lm | 79 | 1981873 | 31.6 | 792749.2 | 0 | 0 | 2774622.2 | 0.7893% | 230.9662 | 9008.5136 | [8 empty] | 0 | 0 | 0 | 0 | 0,;!0,;!0,;!0 | #N/A | #N/A
|  |  | 14mm2 THHN, Copper |  |  | 9 | lm | 125.75 | 1131.75 | 50.3 | 452.7 | 0 | 0 | 1584.45 | 0.0004507% | 0.13189 | 5.1443 | [8 empty] | 0 | 0 | 0 | 0 | 0,;!0,;!0,;!0 | #N/A | #N/A
|  |  | 22mm2 THHN, Copper |  |  | 6 | lm | 197.5 | 1185 | 79 | 474 | 0 | 0 | 1659 | 0.0004719% | 0.1381 | 5.3864 | [8 empty] | 0 | 0 | 0 | 0 | 0,;!0,;!0,;!0 | #N/A | #N/A
|  |  | 30mm2 THHN, Copper |  |  | 266 | lm | 287.75 | 76541.5 | 115.1 | 30616.6 | 0 | 0 | 107158.1 | 0.03048% | 8.9201 | 347.9159 | [8 empty] | 0 | 0 | 0 | 0 | 0,;!0,;!0,;!0 | #N/A | #N/A
|  |  | 150mm2 THHN, Copper |  |  | 24 | lm | 1075.7812 | 25818.75 | 430.3125 | 10327.5 | 0 | 0 | 36146.25 | 0.01028% | 3.0089 | 117.358 | [8 empty] | 0 | 0 | 0 | 0 | 0,;!0,;!0,;!0 | #N/A | #N/A
|  |  | 250mm2 THHN, Copper |  |  | 40 | lm | 2262 | 90480 | 904.8 | 36192 | 0 | 0 | 126672 | 0.03604% | 10.5445 | 411.2727 | [8 empty] | 0 | 0 | 0 | 0 | 0,;!0,;!0,;!0 | #N/A | #N/A
|  |  | 3.5mm2 THHN, Aluminum |  |  | 101351 | lm | 7.92 | 802699.92 | 3.168 | 321079.968 | 0 | 0 | 1123779.888 | 0.3197% | 93.5461 | 3648.636 | [8 empty] | 0 | 0 | 0 | 0 | 0,;!0,;!0,;!0 | #N/A | #N/A
|  |  | 5.5mm2 THHN, Aluminum |  |  | 228 | lm | 12.12 | 2763.36 | 4.848 | 1105.344 | 0 | 0 | 3868.704 | 0.001101% | 0.32204 | 12.5607 | [8 empty] | 0 | 0 | 0 | 0 | 0,;!0,;!0,;!0 | #N/A | #N/A
|  |  | 8.0mm2 THHN, Aluminum |  |  | 1925 | lm | 18.96 | 36498 | 7.584 | 14599.2 | 0 | 0 | 51097.2 | 0.01454% | 4.2535 | 165.9 | [8 empty] | 0 | 0 | 0 | 0 | 0,;!0,;!0,;!0 | #N/A | #N/A
|  |  | 14mm2 THHN, Aluminum |  |  | 3473 | lm | 30.18 | 104815.14 | 12.072 | 41926.056 | 0 | 0 | 146741.196 | 0.04174% | 12.2151 | 476.4325 | [8 empty] | 0 | 0 | 0 | 0 | 0,;!0,;!0,;!0 | #N/A | #N/A
|  |  | 22mm2 THHN, Aluminum |  |  | 295 | lm | 47.4 | 13983 | 18.96 | 5593.2 | 0 | 0 | 19576.2 | 0.005569% | 1.6296 | 63.5591 | [8 empty] | 0 | 0 | 0 | 0 | 0,;!0,;!0,;!0 | #N/A | #N/A
|  |  | 30mm2 THHN, Aluminum |  |  | 10 | lm | 69.06 | 690.6 | 27.624 | 276.24 | 0 | 0 | 966.84 | 0.000275% | 0.080482 | 3.1391 | [8 empty] | 0 | 0 | 0 | 0 | 0,;!0,;!0,;!0 | #N/A | #N/A
|  |  | 50mm2 THHN, Aluminum |  |  | 231 | lm | 112.68 | 26029.08 | 45.072 | 10411.632 | 0 | 0 | 36440.712 | 0.01037% | 3.0334 | 118.314 | [8 empty] | 0 | 0 | 0 | 0 | 0,;!0,;!0,;!0 | #N/A | #N/A
|  |  | 100mm2 THHN, Aluminum |  |  | 297 | lm | 211.08 | 62690.76 | 84.432 | 25076.304 | 0 | 0 | 87767.064 | 0.02497% | 7.3059 | 284.958 | [8 empty] | 0 | 0 | 0 | 0 | 0,;!0,;!0,;!0 | #N/A | #N/A
|  |  | 200mm2 THHN, Aluminum |  |  | 40 | lm | 481 | 19240 | 192.4 | 7696 | 0 | 0 | 26936 | 0.007663% | 2.2422 | 87.4545 | [8 empty] | 0 | 0 | 0 | 0 | 0,;!0,;!0,;!0 | #N/A | #N/A
|  | Devices |  |  |  | 1 | lot | 446065.01 | 446065.01 | 178426.004 | 178426.004 | 0 | 0 | 624491.014 | 0.1777% | 51.9841 | 2027.5682 | [8 empty] | 0 | 0 | 0 | 0 | 0,;!0,;!0,;!0 | #N/A | #N/A
|  |  | Single Convenience Outlet, Wall Mounted |  |  | 95 | set/s | 86.48 | 8215.6 | 34.592 | 3286.24 | 0 | 0 | 11501.84 | 0.003272% | 0.95744 | 37.3436 | [8 empty] | 0 | 0 | 0 | 0 | 0,;!0,;!0,;!0 | #N/A | #N/A
|  |  | Single Convenience Outlet, Wall Mounted, Range |  |  | 308 | set/s | 86.48 | 26635.84 | 34.592 | 10654.336 | 0 | 0 | 37290.176 | 0.01061% | 3.1041 | 121.072 | [8 empty] | 0 | 0 | 0 | 0 | 0,;!0,;!0,;!0 | #N/A | #N/A
|  |  | Single Convenience Outlet, Wall Mounted, Rangehood |  |  | 308 | set/s | 86.48 | 26635.84 | 34.592 | 10654.336 | 0 | 0 | 37290.176 | 0.01061% | 3.1041 | 121.072 | [8 empty] | 0 | 0 | 0 | 0 | 0,;!0,;!0,;!0 | #N/A | #N/A
|  |  | Single Convenience Outlet, Wall Mounted, Washing Machine |  |  | 308 | set/s | 86.48 | 26635.84 | 34.592 | 10654.336 | 0 | 0 | 37290.176 | 0.01061% | 3.1041 | 121.072 | [8 empty] | 0 | 0 | 0 | 0 | 0,;!0,;!0,;!0 | #N/A | #N/A
|  |  | Single Convenience Outlet, Wall Mounted, Ref. |  |  | 308 | set/s | 86.48 | 26635.84 | 34.592 | 10654.336 | 0 | 0 | 37290.176 | 0.01061% | 3.1041 | 121.072 | [8 empty] | 0 | 0 | 0 | 0 | 0,;!0,;!0,;!0 | #N/A | #N/A
|  |  | Duplex Convenience Outlet, Wall Mounted |  |  | 954 | set/s | 129.21 | 123266.34 | 51.684 | 49306.536 | 0 | 0 | 172572.876 | 0.04909% | 14.3654 | 560.3015 | [8 empty] | 0 | 0 | 0 | 0 | 0,;!0,;!0,;!0 | #N/A | #N/A
|  |  | Duplex Convenience Outlet, Wall Mounted, CT |  |  | 308 | set/s | 129.21 | 39796.68 | 51.684 | 15918.672 | 0 | 0 | 55715.352 | 0.01585% | 4.6379 | 180.894 | [8 empty] | 0 | 0 | 0 | 0 | 0,;!0,;!0,;!0 | #N/A | #N/A
|  |  | Special Purpose Outlet, Wall Mounted, FCU |  |  | 308 | set/s | 129.21 | 39796.68 | 51.684 | 15918.672 | 0 | 0 | 55715.352 | 0.01585% | 4.6379 | 180.894 | [8 empty] | 0 | 0 | 0 | 0 | 0,;!0,;!0,;!0 | #N/A | #N/A
|  |  | One-gang Switch |  |  | 1265 | set/s | 69.64 | 88094.6 | 27.856 | 35237.84 | 0 | 0 | 123332.44 | 0.03509% | 10.2665 | 400.43 | [8 empty] | 0 | 0 | 0 | 0 | 0,;!0,;!0,;!0 | #N/A | #N/A
|  |  | Two-gang Switch |  |  | 320 | set/s | 113.39 | 36284.8 | 45.356 | 14513.92 | 0 | 0 | 50798.72 | 0.01445% | 4.2286 | 164.9309 | [8 empty] | 0 | 0 | 0 | 0 | 0,;!0,;!0,;!0 | #N/A | #N/A
|  |  | Swithbank 1, (Sab-exit stairs) - for GF only |  |  | 1 | set/s | 4066.95 | 4066.95 | 1626.78 | 1626.78 | 0 | 0 | 5693.73 | 0.00162% | 0.47396 | 18.4861 | [8 empty] | 0 | 0 | 0 | 0 | 0,;!0,;!0,;!0 | #N/A | #N/A
|  | Lighting Fixtures |  |  |  | 1 | lot | 2147286.2134 | 2147286.2134 | 549861.2887 | 549861.2887 | 0 | 0 | 2697147.5021 | 0.7673% | 224.517 | 8756.9724 | [8 empty] | 0 | 0 | 0 | 0 | 0,;!0,;!0,;!0 | #N/A | #N/A
|  |  | 1x36W Luminaire with Reflector, Suspended via Threaded Rod |  |  | 48 | set/s | 2500 | 120000 | 500 | 24000 | 0 | 0 | 144000 | 0.04096% | 11.9869 | 467.5325 | [8 empty] | 0 | 0 | 0 | 0 | 0,;!0,;!0,;!0 | #N/A | #N/A
|  |  | 48" Flourescent Tube Light; 23 Watts LED |  |  | 80 | set/s | 2500 | 200000 | 500 | 40000 | 0 | 0 | 240000 | 0.06827% | 19.9782 | 779.2208 | [8 empty] | 0 | 0 | 0 | 0 | 0,;!0,;!0,;!0 | #N/A | #N/A
|  |  | 18 Watts LED Surface Mounted Pinlight |  |  | 248 | set/s | 2072.2124 | 513908.6782 | 621.6637 | 154172.6035 | 0 | 0 | 668081.2817 | 0.1901% | 55.6127 | 2169.0951 | [8 empty] | 0 | 0 | 0 | 0 | 0,;!0,;!0,;!0 | #N/A | #N/A
|  |  | Porcelaine Receptacle w/ 9W LED Bulb |  |  | 1848 | set/s | 403.103 | 744934.4262 | 80.6206 | 148986.8852 | 0 | 0 | 893921.3115 | 0.2543% | 74.4121 | 2902.3419 | [8 empty] | 0 | 0 | 0 | 0 | 0,;!0,;!0,;!0 | #N/A | #N/A
|  |  | Elevator Shaft Light |  |  | 10 | set/s | 472.15 | 4721.5 | 188.86 | 1888.6 | 0 | 0 | 6610.1 | 0.00188% | 0.55024 | 21.4614 | [8 empty] | 0 | 0 | 0 | 0 | 0,;!0,;!0,;!0 | #N/A | #N/A
|  |  | Emergency Light w/ Battery Back-up |  |  | 93 | set/s | 4821.6732 | 448415.6089 | 1500 | 139500 | 0 | 0 | 587915.6089 | 0.1672% | 48.9395 | 1908.8169 | [8 empty] | 0 | 0 | 0 | 0 | 0,;!0,;!0,;!0 | #N/A | #N/A
|  |  | Exit Sign, 2.4V, Battery Back-up |  |  | 26 | set/s | 3510 | 91260 | 1404 | 36504 | 0 | 0 | 127764 | 0.03635% | 10.6354 | 414.8182 | [8 empty] | 0 | 0 | 0 | 0 | 0,;!0,;!0,;!0 | #N/A | #N/A
|  |  | 40 Watts LED Pole Mounted Outdoor Light |  |  | 11 | set/s | 2186 | 24046 | 437.2 | 4809.2 | 0 | 0 | 28855.2 | 0.008209% | 2.402 | 93.6857 | [8 empty] | 0 | 0 | 0 | 0 | 0,;!0,;!0,;!0 | #N/A | #N/A
|  | Misc. & Consumables |  |  |  | 1 | lot | 433424.7522 | 433424.7522 | 65013.7128 | 65013.7128 | 0 | 0 | 498438.465 | 0.1418% | 41.4912 | 1618.3067 | [8 empty] | 0 | 0 | 0 | 0 | 0,;!0,;!0,;!0 | #N/A | #N/A
|  | Hangers & Supports |  |  |  | 1 | lot | 325068.5641 | 325068.5641 | 48760.2846 | 48760.2846 | 0 | 0 | 373828.8488 | 0.1063% | 31.1184 | 1213.73 | [8 empty] | 0 | 0 | 0 | 0 | 0,;!0,;!0,;!0 | #N/A | #N/A
|  | Block-out & Pipe Sleeves |  |  |  | 1 | lot | 108356.188 | 108356.188 | 16253.4282 | 16253.4282 | 0 | 0 | 124609.6163 | 0.03545% | 10.3728 | 404.5767 | [8 empty] | 0 | 0 | 0 | 0 | 0,;!0,;!0,;!0 | #N/A | #N/A
|  | Testing & Commissioning |  |  |  | 1 | lot | 216712.3761 | 216712.3761 | 32506.8564 | 32506.8564 | 0 | 0 | 249219.2325 | 0.0709% | 20.7456 | 809.1534 | [8 empty] | 0 | 0 | 0 | 0 | 0,;!0,;!0,;!0 | #N/A | #N/A
|  | General Requirements |  |  |  | 1 | lot | 0 | 0 | 0 | 0 | 1329728.4524 | 1329728.4524 | 1329728.4524 | 0.3783% | 110.6898 | 4317.3002 | [8 empty] | 0 | 0 | 0 | 0 | 0,;!0,;!0,;!0 | #N/A | #N/A
6.0 | AUXILIARY |  |  |  |  | 1 | lot | 5016212.1451 | 5016212.1451 | 880937.1964 | 880937.1964 | 520610.2271 | 520610.2271 | 6417759.5687 | 1.826% | 534.2297 | 20836.8817 | [8 empty] | 0 | 0 | 0 | 0 | 0,;!0,;!0,;!0 | #N/A | #N/A
|  | Fiber To The Home (FTTH) / Telephone /Data System |  |  |  | 1 | lot | 782164.362 | 782164.362 | 221744.1824 | 221744.1824 | 0 | 0 | 1003908.5444 | 0.2856% | 83.5677 | 3259.4433 | [8 empty] | 0 | 0 | 0 | 0 | 0,;!0,;!0,;!0 | #N/A | #N/A
|  |  | Roughing In |  |  | 1 | lot | 782164.362 | 782164.362 | 221744.1824 | 221744.1824 | 0 | 0 | 1003908.5444 | 0.2856% | 83.5677 | 3259.4433 | [8 empty] | 0 | 0 | 0 | 0 | 0,;!0,;!0,;!0 | #N/A | #N/A
|  |  |  | 20mmØ PVC Pipe including fittings |  | 2764 | lm | 34.4 | 95081.6 | 28.1786 | 77885.5714 | 0 | 0 | 172967.1714 | 0.04921% | 14.3982 | 561.5817 | [8 empty] | 0 | 0 | 0 | 0 | 0,;!0,;!0,;!0 | #N/A | #N/A
|  |  |  | 50mmØ PVC Pipe including fittings |  | 10 | lm | 64.5457 | 645.4573 | 52.9275 | 529.275 | 0 | 0 | 1174.7323 | 0.0003342% | 0.097788 | 3.8141 | [8 empty] | 0 | 0 | 0 | 0 | 0,;!0,;!0,;!0 | #N/A | #N/A
|  |  |  | Wire Way 50mnx50mm |  | 662 | lm | 918.457 | 608018.5547 | 183.6914 | 121603.7109 | 0 | 0 | 729622.2656 | 0.2076% | 60.7355 | 2368.9035 | [8 empty] | 0 | 0 | 0 | 0 | 0,;!0,;!0,;!0 | #N/A | #N/A
|  |  |  | 2 x 4 Utility Box |  | 617 | pcs | 68.75 | 42418.75 | 20.625 | 12725.625 | 0 | 0 | 55144.375 | 0.01569% | 4.5903 | 179.0402 | [8 empty] | 0 | 0 | 0 | 0 | 0,;!0,;!0,;!0 | #N/A | #N/A
|  |  |  | 4 x 4 Octagonal Junction Box |  | 0 | pcs | 0 | 0 | 0 | 0 | 0 | 0 | 0 | 0% | 0 | 0 | [8 empty] | 0 | 0 | 0 | 0 | 0,;!0,;!0,;!0 | #N/A | #N/A
|  |  |  | TEL Pull Box |  | 12 | pcs | 3000 | 36000 | 750 | 9000 | 0 | 0 | 45000 | 0.0128% | 3.7459 | 146.1039 | [8 empty] | 0 | 0 | 0 | 0 | 0,;!0,;!0,;!0 | #N/A | #N/A
|  |  | Wiring In |  |  | 1 | lot | 0 | 0 | 0 | 0 | 0 | 0 | 0 | 0% | 0 | 0 | [8 empty] | 0 | 0 | 0 | 0 | 0,;!0,;!0,;!0 | #N/A | #N/A
|  |  |  | Single Mode Fiber Drop Cable - By Sevice Provider |  | 0 | lm | 0 | 0 | 0 | 0 | 0 | 0 | 0 | 0% | 0 | 0 | [8 empty] | 0 | 0 | 0 | 0 | 0,;!0,;!0,;!0 | #N/A | #N/A
|  |  | Equipment/Devices |  |  | 1 | lot | 0 | 0 | 0 | 0 | 0 | 0 | 0 | 0% | 0 | 0 | [8 empty] | 0 | 0 | 0 | 0 | 0,;!0,;!0,;!0 | #N/A | #N/A
|  |  |  | IOO - Indoor Optical Outlet - By Service Provider |  | 0 | sets | 0 | 0 | 0 | 0 | 0 | 0 | 0 | 0% | 0 | 0 | [8 empty] | 0 | 0 | 0 | 0 | 0,;!0,;!0,;!0 | #N/A | #N/A
|  |  |  | ONU - Optical Network Unit - By Service Provider |  | 0 | sets | 0 | 0 | 0 | 0 | 0 | 0 | 0 | 0% | 0 | 0 | [8 empty] | 0 | 0 | 0 | 0 | 0,;!0,;!0,;!0 | #N/A | #N/A
|  |  |  | Fiber Distribution Panel - By Service Provider |  | 0 | sets | 0 | 0 | 0 | 0 | 0 | 0 | 0 | 0% | 0 | 0 | [8 empty] | 0 | 0 | 0 | 0 | 0,;!0,;!0,;!0 | #N/A | #N/A
|  |  |  | NAP- Network Access Point Box - By Service Provider |  | 0 | sets | 0 | 0 | 0 | 0 | 0 | 0 | 0 | 0% | 0 | 0 | [8 empty] | 0 | 0 | 0 | 0 | 0,;!0,;!0,;!0 | #N/A | #N/A
|  |  |  | FTTHTC - Fiber to the Home Terminal Cabinet - By Service Provider |  | 0 | sets | 0 | 0 | 0 | 0 | 0 | 0 | 0 | 0% | 0 | 0 | [8 empty] | 0 | 0 | 0 | 0 | 0,;!0,;!0,;!0 | #N/A | #N/A
|  | Closed Circuit Television System (CCTV) |  |  |  | 1 | lot | 237101.5592 | 237101.5592 | 36631.8533 | 36631.8533 | 0 | 0 | 273733.4125 | 0.07787% | 22.7862 | 888.7448 | [8 empty] | 0 | 0 | 0 | 0 | 0,;!0,;!0,;!0 | #N/A | #N/A
|  |  | Roughing In |  |  | 1 | lot | 9207.4 | 9207.4 | 5666.0357 | 5666.0357 | 0 | 0 | 14873.4357 | 0.004231% | 1.2381 | 48.2904 | [8 empty] | 0 | 0 | 0 | 0 | 0,;!0,;!0,;!0 | #N/A | #N/A
|  |  |  | 20mmØ PVC Pipe including fittings |  | 171 | lm | 34.4 | 5882.4 | 28.1786 | 4818.5357 | 0 | 0 | 10700.9357 | 0.003044% | 0.89077 | 34.7433 | [8 empty] | 0 | 0 | 0 | 0 | 0,;!0,;!0,;!0 | #N/A | #N/A
|  |  |  | 4 x 4 Octagonal Junction Box |  | 4 | pcs | 81.25 | 325 | 24.375 | 97.5 | 0 | 0 | 422.5 | 0.0001202% | 0.03517 | 1.3718 | [8 empty] | 0 | 0 | 0 | 0 | 0,;!0,;!0,;!0 | #N/A | #N/A
|  |  |  | CCTV Pullbox |  | 1 | pcs | 3000 | 3000 | 750 | 750 | 0 | 0 | 3750 | 0.001067% | 0.31216 | 12.1753 | [8 empty] | 0 | 0 | 0 | 0 | 0,;!0,;!0,;!0 | #N/A | #N/A
|  |  | Wiring In |  |  | 1 | lot | 9895.4895 | 9895.4895 | 3057.7062 | 3057.7062 | 0 | 0 | 12953.1957 | 0.003685% | 1.0783 | 42.0558 | [8 empty] | 0 | 0 | 0 | 0 | 0,;!0,;!0,;!0 | #N/A | #N/A
|  |  |  | UTP Cable CAT6 4 Pairs |  | 171 | lm | 57.8684 | 9895.4895 | 17.8813 | 3057.7062 | 0 | 0 | 12953.1957 | 0.003685% | 1.0783 | 42.0558 | [8 empty] | 0 | 0 | 0 | 0 | 0,;!0,;!0,;!0 | #N/A | #N/A
|  |  | Equipment/Devices |  |  | 1 | lot | 217998.6697 | 217998.6697 | 27908.1114 | 27908.1114 | 0 | 0 | 245906.7811 | 0.06995% | 20.4699 | 798.3986 | [8 empty] | 0 | 0 | 0 | 0 | 0,;!0,;!0,;!0 | #N/A | #N/A
|  |  |  | Dome Type IP CCTV Camera |  | 4 | sets | 5303.57 | 21214.28 | 795.54 | 3182.16 | 0 | 0 | 24396.44 | 0.00694% | 2.0308 | 79.2092 | [8 empty] | 0 | 0 | 0 | 0 | 0,;!0,;!0,;!0 | #N/A | #N/A
|  |  |  | Power Over Ethernet Switch (POE-Swithch) |  | 1 | sets | 21093.75 | 21093.75 | 4218.75 | 4218.75 | 0 | 0 | 25312.5 | 0.007201% | 2.1071 | 82.1834 | [8 empty] | 0 | 0 | 0 | 0 | 0,;!0,;!0,;!0 | #N/A | #N/A
|  |  |  | 16 Port POE Switch |  | 1 | sets | 21093.75 | 21093.75 | 4218.75 | 4218.75 | 0 | 0 | 25312.5 | 0.007201% | 2.1071 | 82.1834 | [8 empty] | 0 | 0 | 0 | 0 | 0,;!0,;!0,;!0 | #N/A | #N/A
|  |  |  | 16 Port Patch Panel |  | 1 | sets | 7961.955 | 7961.955 | 1592.391 | 1592.391 | 0 | 0 | 9554.346 | 0.002718% | 0.79533 | 31.0206 | [8 empty] | 0 | 0 | 0 | 0 | 0,;!0,;!0,;!0 | #N/A | #N/A
|  |  |  | Patch Cord |  | 1 | sets | 480 | 480 | 120 | 120 | 0 | 0 | 600 | 0.0001707% | 0.049945 | 1.9481 | [8 empty] | 0 | 0 | 0 | 0 | 0,;!0,;!0,;!0 | #N/A | #N/A
|  |  |  | Core Switch |  | 1 | sets | 7077.29 | 7077.29 | 1061.59 | 1061.59 | 0 | 0 | 8138.88 | 0.002315% | 0.6775 | 26.4249 | [8 empty] | 0 | 0 | 0 | 0 | 0,;!0,;!0,;!0 | #N/A | #N/A
|  |  |  | NVR |  | 1 | sets | 36432.9412 | 36432.9412 | 3000 | 3000 | 0 | 0 | 39432.9412 | 0.01122% | 3.2825 | 128.029 | [8 empty] | 0 | 0 | 0 | 0 | 0,;!0,;!0,;!0 | #N/A | #N/A
|  |  |  | Workstation Keyboard + Cotntroller |  | 1 | sets | 20000 | 20000 | 2250 | 2250 | 0 | 0 | 22250 | 0.00633% | 1.8521 | 72.2403 | [8 empty] | 0 | 0 | 0 | 0 | 0,;!0,;!0,;!0 | #N/A | #N/A
|  |  |  | CCTV Monitor |  | 1 | sets | 35585.88 | 35585.88 | 3558.588 | 3558.588 | 0 | 0 | 39144.468 | 0.01114% | 3.2585 | 127.0924 | [8 empty] | 0 | 0 | 0 | 0 | 0,;!0,;!0,;!0 | #N/A | #N/A
|  |  |  | UPS-1Kva |  | 1 | sets | 23529.4118 | 23529.4118 | 2352.9412 | 2352.9412 | 0 | 0 | 25882.3529 | 0.007363% | 2.1545 | 84.0336 | [8 empty] | 0 | 0 | 0 | 0 | 0,;!0,;!0,;!0 | #N/A | #N/A
|  |  |  | Power Panel (30VAC/12V) |  | 1 | sets | 23529.4118 | 23529.4118 | 2352.9412 | 2352.9412 | 0 | 0 | 25882.3529 | 0.007363% | 2.1545 | 84.0336 | [8 empty] | 0 | 0 | 0 | 0 | 0,;!0,;!0,;!0 | #N/A | #N/A
|  | Fire Detection and Alarm System (FDAS) |  |  |  | 1 | lot | 3593278.9888 | 3593278.9888 | 562011.0755 | 562011.0755 | 0 | 0 | 4155290.0643 | 1.182% | 345.8963 | 13491.2015 | [8 empty] | 0 | 0 | 0 | 0 | 0,;!0,;!0,;!0 | #N/A | #N/A
|  |  | Roughing In |  |  | 1 | lot | 355363.95 | 355363.95 | 200500.6993 | 200500.6993 | 0 | 0 | 555864.6493 | 0.1581% | 46.2715 | 1804.7554 | [8 empty] | 0 | 0 | 0 | 0 | 0,;!0,;!0,;!0 | #N/A | #N/A
|  |  |  | 20mmØ PVC Pipe including fittings |  | 5863 | lm | 34.4 | 201687.2 | 28.1786 | 165210.9643 | 0 | 0 | 366898.1643 | 0.1044% | 30.5415 | 1191.2278 | [8 empty] | 0 | 0 | 0 | 0 | 0,;!0,;!0,;!0 | #N/A | #N/A
|  |  |  | 20mmØ Liquidtigth Flexible Metal Conduit |  | 573 | lm | 121 | 69333 | 20.57 | 11786.61 | 0 | 0 | 81119.61 | 0.02308% | 6.7526 | 263.3754 | [8 empty] | 0 | 0 | 0 | 0 | 0,;!0,;!0,;!0 | #N/A | #N/A
|  |  |  | 4 x 4 Octagonal Junction Box |  | 595 | pcs | 81.25 | 48343.75 | 24.375 | 14503.125 | 0 | 0 | 62846.875 | 0.01788% | 5.2315 | 204.0483 | [8 empty] | 0 | 0 | 0 | 0 | 0,;!0,;!0,;!0 | #N/A | #N/A
|  |  |  | 4 x 4 Square Box |  | 0 | pcs | 0 | 0 | 0 | 0 | 0 | 0 | 0 | 0% | 0 | 0 | [8 empty] | 0 | 0 | 0 | 0 | 0,;!0,;!0,;!0 | #N/A | #N/A
|  |  |  | Fire Alarm PullBox 300 x 300 x 150mm |  | 12 | pcs | 3000 | 36000 | 750 | 9000 | 0 | 0 | 45000 | 0.0128% | 3.7459 | 146.1039 | [8 empty] | 0 | 0 | 0 | 0 | 0,;!0,;!0,;!0 | #N/A | #N/A
|  |  | Wiring In |  |  | 1 | lot | 451451 | 451451 | 112862.75 | 112862.75 | 0 | 0 | 564313.75 | 0.1605% | 46.9748 | 1832.1875 | [8 empty] | 0 | 0 | 0 | 0 | 0,;!0,;!0,;!0 | #N/A | #N/A
|  |  |  | 1.50mm sq. (16 AWG) Twisted Pair - TF Wire |  | 5863 | lm | 77 | 451451 | 19.25 | 112862.75 | 0 | 0 | 564313.75 | 0.1605% | 46.9748 | 1832.1875 | [8 empty] | 0 | 0 | 0 | 0 | 0,;!0,;!0,;!0 | #N/A | #N/A
|  |  | Equipment/Devices |  |  | 1 | lot | 2786464.0388 | 2786464.0388 | 248647.6262 | 248647.6262 | 0 | 0 | 3035111.6651 | 0.8634% | 252.65 | 9854.2587 | [8 empty] | 0 | 0 | 0 | 0 | 0,;!0,;!0,;!0 | #N/A | #N/A
|  |  |  | Coventional Smoke Detector |  | 77 | sets | 1571.1104 | 120975.5008 | 147.2916 | 11341.4532 | 0 | 0 | 132316.954 | 0.03764% | 11.0144 | 429.6005 | [8 empty] | 0 | 0 | 0 | 0 | 0,;!0,;!0,;!0 | #N/A | #N/A
|  |  |  | Addressable Smoke Detector |  | 349 | sets | 2977.5562 | 1039167.1149 | 242.9686 | 84796.0366 | 0 | 0 | 1123963.1515 | 0.3197% | 93.5614 | 3649.231 | [8 empty] | 0 | 0 | 0 | 0 | 0,;!0,;!0,;!0 | #N/A | #N/A
|  |  |  | Addressable Heat Detector |  | 2 | sets | 2744.1359 | 5488.2717 | 223.9215 | 447.843 | 0 | 0 | 5936.1147 | 0.001689% | 0.49414 | 19.2731 | [8 empty] | 0 | 0 | 0 | 0 | 0,;!0,;!0,;!0 | #N/A | #N/A
|  |  |  | Manual Pull Station |  | 35 | sets | 2294.6688 | 80313.408 | 215.1252 | 7529.382 | 0 | 0 | 87842.79 | 0.02499% | 7.3122 | 285.2039 | [8 empty] | 0 | 0 | 0 | 0 | 0,;!0,;!0,;!0 | #N/A | #N/A
|  |  |  | Speaker Horn Strobe |  | 35 | sets | 6995.968 | 244858.88 | 655.872 | 22955.52 | 0 | 0 | 267814.4 | 0.07619% | 22.2935 | 869.5273 | [8 empty] | 0 | 0 | 0 | 0 | 0,;!0,;!0,;!0 | #N/A | #N/A
|  |  |  | Graphic Annuciator |  | 12 | sets | 38293.76 | 459525.12 | 3590.04 | 43080.48 | 0 | 0 | 502605.6 | 0.143% | 41.8381 | 1631.8364 | [8 empty] | 0 | 0 | 0 | 0 | 0,;!0,;!0,;!0 | #N/A | #N/A
|  |  |  | Firemans Telephone Jack |  | 12 | sets | 1793.792 | 21525.504 | 168.168 | 2018.016 | 0 | 0 | 23543.52 | 0.006698% | 1.9598 | 76.44 | [8 empty] | 0 | 0 | 0 | 0 | 0,;!0,;!0,;!0 | #N/A | #N/A
|  |  |  | Monitor Module for Flow Switch |  | 12 | sets | 2627.072 | 31524.864 | 246.288 | 2955.456 | 0 | 0 | 34480.32 | 0.009809% | 2.8702 | 111.9491 | [8 empty] | 0 | 0 | 0 | 0 | 0,;!0,;!0,;!0 | #N/A | #N/A
|  |  |  | Monitor Module for Supervisory Switch |  | 12 | sets | 2627.072 | 31524.864 | 246.288 | 2955.456 | 0 | 0 | 34480.32 | 0.009809% | 2.8702 | 111.9491 | [8 empty] | 0 | 0 | 0 | 0 | 0,;!0,;!0,;!0 | #N/A | #N/A
|  |  |  | End of Line |  | 11 | sets | 8.5 | 93.5 | 3.4 | 37.4 | 0 | 0 | 130.9 | 3.724e-05% | 0.010896 | 0.425 | [8 empty] | 0 | 0 | 0 | 0 | 0,;!0,;!0,;!0 | #N/A | #N/A
|  |  |  | Addressable Zone Module for Conventional Detectors |  | 11 | sets | 2901.6785 | 31918.4637 | 295.9712 | 3255.6833 | 0 | 0 | 35174.147 | 0.01001% | 2.928 | 114.2018 | [8 empty] | 0 | 0 | 0 | 0 | 0,;!0,;!0,;!0 | #N/A | #N/A
|  |  |  | Duct Smoke Detector |  | 3 | sets | 23279.46 | 69838.38 | 1939.955 | 5819.865 | 0 | 0 | 75658.245 | 0.02152% | 6.298 | 245.6437 | [8 empty] | 0 | 0 | 0 | 0 | 0,;!0,;!0,;!0 | #N/A | #N/A
|  |  |  | Monitor Module |  | 5 | sets | 3365.5168 | 16827.584 | 315.5172 | 1577.586 | 0 | 0 | 18405.17 | 0.005236% | 1.5321 | 59.757 | [8 empty] | 0 | 0 | 0 | 0 | 0,;!0,;!0,;!0 | #N/A | #N/A
|  |  |  | Relay Module |  | 9 | sets | 3715.712 | 33441.408 | 348.348 | 3135.132 | 0 | 0 | 36576.54 | 0.01041% | 3.0447 | 118.755 | [8 empty] | 0 | 0 | 0 | 0 | 0,;!0,;!0,;!0 | #N/A | #N/A
|  |  |  | UPS-1Kva |  | 1 | sets | 23529.4118 | 23529.4118 | 2352.9412 | 2352.9412 | 0 | 0 | 25882.3529 | 0.007363% | 2.1545 | 84.0336 | [8 empty] | 0 | 0 | 0 | 0 | 0,;!0,;!0,;!0 | #N/A | #N/A
|  |  |  | EVAC |  | 1 | sets | 63623.7 | 63623.7 | 6362.37 | 6362.37 | 0 | 0 | 69986.07 | 0.01991% | 5.8258 | 227.2275 | [8 empty] | 0 | 0 | 0 | 0 | 0,;!0,;!0,;!0 | #N/A | #N/A
|  |  |  | Addressable Fire Alarm Control Panel (FACP) |  | 1 | sets | 512288.064 | 512288.064 | 48027.006 | 48027.006 | 0 | 0 | 560315.07 | 0.1594% | 46.642 | 1819.2048 | [8 empty] | 0 | 0 | 0 | 0 | 0,;!0,;!0,;!0 | #N/A | #N/A
|  | Misc. & Consumables |  |  |  | 1 | lot | 161466.8941 | 161466.8941 | 24220.0341 | 24220.0341 | 0 | 0 | 185686.9282 | 0.05282% | 15.457 | 602.8796 | [8 empty] | 0 | 0 | 0 | 0 | 0,;!0,;!0,;!0 | #N/A | #N/A
|  | Hangers & Supports |  |  |  | 1 | lot | 121100.1705 | 121100.1705 | 18165.0256 | 18165.0256 | 0 | 0 | 139265.1961 | 0.03962% | 11.5928 | 452.1597 | [8 empty] | 0 | 0 | 0 | 0 | 0,;!0,;!0,;!0 | #N/A | #N/A
|  | Block-out & Pipe Sleeves |  |  |  | 1 | lot | 40366.7235 | 40366.7235 | 6055.0085 | 6055.0085 | 0 | 0 | 46421.732 | 0.01321% | 3.8643 | 150.7199 | [8 empty] | 0 | 0 | 0 | 0 | 0,;!0,;!0,;!0 | #N/A | #N/A
|  | Testing & Commissioning |  |  |  | 1 | lot | 80733.447 | 80733.447 | 12110.0171 | 12110.0171 | 0 | 0 | 92843.4641 | 0.02641% | 7.7285 | 301.4398 | [8 empty] | 0 | 0 | 0 | 0 | 0,;!0,;!0,;!0 | #N/A | #N/A
|  | General Requirements |  |  |  | 1 | lot | 0 | 0 | 0 | 0 | 520610.2271 | 520610.2271 | 520610.2271 | 0.1481% | 43.3368 | 1690.2929 | [8 empty] | 0 | 0 | 0 | 0 | 0,;!0,;!0,;!0 | #N/A | #N/A
7.0 | PLUMBING |  |  |  |  | 1 | lot | 15226608.3758 | 15226608.3758 | 4569773.1676 | 4569773.1676 | 2989912.19 | 2989912.19 | 22786293.7333 | 6.482% | 1896.7856 | 73981.4732 | [8 empty] | 0 | 0 | 0 | 0 | 0,;!0,;!0,;!0 | #N/A | #N/A
|  | Plumbing Fixtures |  |  |  | 1 | lot | 0 | 0 | 1386000 | 1386000 | 0 | 0 | 1386000 | 0.3943% | 115.374 | 4500 | [8 empty] | 0 | 0 | 0 | 0 | 0,;!0,;!0,;!0 | #N/A | #N/A
|  |  | Floor Mounted, Wall Discharge Water Closet with tank, 1 piece (Square-ish design) |  |  | 308 | set/s | 0 | 0 | 1000 | 308000 | 0 | 0 | 308000 | 0.08762% | 25.6387 | 1000 | [8 empty] | 0 | 0 | 0 | 0 | 0,;!0,;!0,;!0 | #N/A | #N/A
|  |  | Wall Hung Lavatory (Square-ish design) with complete accessories |  |  | 308 | set/s | 0 | 0 | 1000 | 308000 | 0 | 0 | 308000 | 0.08762% | 25.6387 | 1000 | [8 empty] | 0 | 0 | 0 | 0 | 0,;!0,;!0,;!0 | #N/A | #N/A
|  |  | Single Lever, Single line Faucet SS satin or Chrome Finish |  |  | 308 | set/s | 0 | 0 | 500 | 154000 | 0 | 0 | 154000 | 0.04381% | 12.8193 | 500 | [8 empty] | 0 | 0 | 0 | 0 | 0,;!0,;!0,;!0 | #N/A | #N/A
|  |  | Bath Faucet with hand shower set, gunmetal finish |  |  | 308 | set/s | 0 | 0 | 500 | 154000 | 0 | 0 | 154000 | 0.04381% | 12.8193 | 500 | [8 empty] | 0 | 0 | 0 | 0 | 0,;!0,;!0,;!0 | #N/A | #N/A
|  |  | Spray Bidet, Stainless Steel Satin or Chrome finish |  |  | 308 | set/s | 0 | 0 | 0 | 0 | 0 | 0 | 0 | 0% | 0 | 0 | [8 empty] | 0 | 0 | 0 | 0 | 0,;!0,;!0,;!0 | #N/A | #N/A
|  |  | Toilet Paper Holder, Stainless Steel Satin or Chrome finish |  |  | 308 | set/s | 0 | 0 | 250 | 77000 | 0 | 0 | 77000 | 0.0219% | 6.4097 | 250 | [8 empty] | 0 | 0 | 0 | 0 | 0,;!0,;!0,;!0 | #N/A | #N/A
|  |  | Soapholder, Stainless Steel Satin or Chrome finish |  |  | 308 | set/s | 0 | 0 | 250 | 77000 | 0 | 0 | 77000 | 0.0219% | 6.4097 | 250 | [8 empty] | 0 | 0 | 0 | 0 | 0,;!0,;!0,;!0 | #N/A | #N/A
|  |  | Kitchen Sink w/ Faucet and accessories |  |  | 308 | set/s | 0 | 0 | 1000 | 308000 | 0 | 0 | 308000 | 0.08762% | 25.6387 | 1000 | [8 empty] | 0 | 0 | 0 | 0 | 0,;!0,;!0,;!0 | #N/A | #N/A
|  |  | Grease Trap 5GPM |  |  | 308 | set/s | 0 | 0 | 0 | 0 | 0 | 0 | 0 | 0% | 0 | 0 | [8 empty] | 0 | 0 | 0 | 0 | 0,;!0,;!0,;!0 | #N/A | #N/A
|  | Cold Water line Main Source |  |  |  | 1 | lot | 53802.8 | 53802.8 | 13450.7 | 13450.7 | 0 | 0 | 67253.5 | 0.01913% | 5.5983 | 218.3555 | [8 empty] | 0 | 0 | 0 | 0 | 0,;!0,;!0,;!0 | #N/A | #N/A
|  |  | PPR Pipes (150mm) w/ fittings |  |  | 20 | lm | 2690.14 | 53802.8 | 672.535 | 13450.7 | 0 | 0 | 67253.5 | 0.01913% | 5.5983 | 218.3555 | [8 empty] | 0 | 0 | 0 | 0 | 0,;!0,;!0,;!0 | #N/A | #N/A
|  | Cold Water line Upfeed |  |  |  | 1 | lot | 174859.1 | 174859.1 | 43714.775 | 43714.775 | 0 | 0 | 218573.875 | 0.06218% | 18.1946 | 709.6554 | [8 empty] | 0 | 0 | 0 | 0 | 0,;!0,;!0,;!0 | #N/A | #N/A
|  |  | PPR Pipes (150mm) w/ fittings |  |  | 65 | lm | 2690.14 | 174859.1 | 672.535 | 43714.775 | 0 | 0 | 218573.875 | 0.06218% | 18.1946 | 709.6554 | [8 empty] | 0 | 0 | 0 | 0 | 0,;!0,;!0,;!0 | #N/A | #N/A
|  | Cold Water line Downfeed |  |  |  | 1 | lot | 349155.8768 | 349155.8768 | 81000.7758 | 81000.7758 | 0 | 0 | 430156.6526 | 0.1224% | 35.8073 | 1396.6125 | [8 empty] | 0 | 0 | 0 | 0 | 0,;!0,;!0,;!0 | #N/A | #N/A
|  |  | PPR Pipes (150mm) w/ fittings |  |  | 24 | lm | 2690.14 | 64563.36 | 672.535 | 16140.84 | 0 | 0 | 80704.2 | 0.02296% | 6.718 | 262.0266 | [8 empty] | 0 | 0 | 0 | 0 | 0,;!0,;!0,;!0 | #N/A | #N/A
|  |  | PPR Pipes (100mm) w/ fittings |  |  | 22 | lm | 1317.498 | 28984.956 | 329.3745 | 7246.239 | 0 | 0 | 36231.195 | 0.01031% | 3.016 | 117.6337 | [8 empty] | 0 | 0 | 0 | 0 | 0,;!0,;!0,;!0 | #N/A | #N/A
|  |  | PPR Pipes (75mm) w/ fittings |  |  | 10 | lm | 1185.7482 | 11857.482 | 296.437 | 2964.3705 | 0 | 0 | 14821.8525 | 0.004216% | 1.2338 | 48.1229 | [8 empty] | 0 | 0 | 0 | 0 | 0,;!0,;!0,;!0 | #N/A | #N/A
|  |  | PPR Pipes (50mm) w/ fittings |  |  | 141 | lm | 892.0009 | 125772.1238 | 178.4031 | 25154.8375 | 0 | 0 | 150926.9614 | 0.04294% | 12.5635 | 490.0226 | [8 empty] | 0 | 0 | 0 | 0 | 0,;!0,;!0,;!0 | #N/A | #N/A
|  |  | PPR Pipes (40mm) w/ fittings |  |  | 232 | lm | 300.9934 | 69830.475 | 75.2484 | 17457.6187 | 0 | 0 | 87288.0937 | 0.02483% | 7.2661 | 283.4029 | [8 empty] | 0 | 0 | 0 | 0 | 0,;!0,;!0,;!0 | #N/A | #N/A
|  |  | PPR Pipes (32mm) w/ fittings |  |  | 150 | lm | 275.54 | 41331 | 68.885 | 10332.75 | 0 | 0 | 51663.75 | 0.0147% | 4.3006 | 167.7394 | [8 empty] | 0 | 0 | 0 | 0 | 0,;!0,;!0,;!0 | #N/A | #N/A
|  |  | PPR Pipes (25mm) w/ fittings |  |  | 66 | lm | 103.28 | 6816.48 | 25.82 | 1704.12 | 0 | 0 | 8520.6 | 0.002424% | 0.70928 | 27.6643 | [8 empty] | 0 | 0 | 0 | 0 | 0,;!0,;!0,;!0 | #N/A | #N/A
|  | Cold water line branches - Hallway |  |  |  | 1 | lot | 492939.474 | 492939.474 | 123234.8685 | 123234.8685 | 0 | 0 | 616174.3425 | 0.1753% | 51.2918 | 2000.566 | [8 empty] | 0 | 0 | 0 | 0 | 0,;!0,;!0,;!0 | #N/A | #N/A
|  |  | PPR Pipes (150mm) w/ fittings |  |  | 123 | lm | 2690.14 | 330887.22 | 672.535 | 82721.805 | 0 | 0 | 413609.025 | 0.1177% | 34.4298 | 1342.8864 | [8 empty] | 0 | 0 | 0 | 0 | 0,;!0,;!0,;!0 | #N/A | #N/A
|  |  | PPR Pipes (100mm) w/ fittings |  |  | 123 | lm | 1317.498 | 162052.254 | 329.3745 | 40513.0635 | 0 | 0 | 202565.3175 | 0.05763% | 16.862 | 657.6796 | [8 empty] | 0 | 0 | 0 | 0 | 0,;!0,;!0,;!0 | #N/A | #N/A
|  | Cold water line branches - Utilities |  |  |  | 1 | lot | 582687.9098 | 582687.9098 | 126558.0814 | 126558.0814 | 0 | 0 | 709245.9912 | 0.2018% | 59.0393 | 2302.7467 | [8 empty] | 0 | 0 | 0 | 0 | 0,;!0,;!0,;!0 | #N/A | #N/A
|  |  | PPR Pipes (25mm) w/ fittings |  |  | 836 | lm | 103.28 | 86342.08 | 25.82 | 21585.52 | 0 | 0 | 107927.6 | 0.0307% | 8.9842 | 350.4143 | [8 empty] | 0 | 0 | 0 | 0 | 0,;!0,;!0,;!0 | #N/A | #N/A
|  |  | PPR Pipes (20mm) w/ fittings |  |  | 936 | lm | 121.94 | 114135.84 | 30.485 | 28533.96 | 0 | 0 | 142669.8 | 0.04059% | 11.8762 | 463.2136 | [8 empty] | 0 | 0 | 0 | 0 | 0,;!0,;!0,;!0 | #N/A | #N/A
|  |  | PPR Pipes (15mm) w/ fittings |  |  | 2320.5 | lm | 164.7102 | 382209.9898 | 32.9406 | 76438.6014 | 0 | 0 | 458648.5912 | 0.1305% | 38.179 | 1489.1188 | [8 empty] | 0 | 0 | 0 | 0 | 0,;!0,;!0,;!0 | #N/A | #N/A
|  | Cold water line Valves & Accessories |  |  |  | 1 | lot | 3078821.7081 | 3078821.7081 | 322472.0994 | 322472.0994 | 0 | 0 | 3401293.8075 | 0.9676% | 283.1318 | 11043.1617 | [8 empty] | 0 | 0 | 0 | 0 | 0,;!0,;!0,;!0 | #N/A | #N/A
|  |  | Gate Valve 150mm |  |  | 8 | set/s | 34800 | 278400 | 3828 | 30624 | 0 | 0 | 309024 | 0.08791% | 25.7239 | 1003.3247 | [8 empty] | 0 | 0 | 0 | 0 | 0,;!0,;!0,;!0 | #N/A | #N/A
|  |  | Gate Valve 100mm |  |  | 20 | set/s | 19200 | 384000 | 2112 | 42240 | 0 | 0 | 426240 | 0.1213% | 35.4812 | 1383.8961 | [8 empty] | 0 | 0 | 0 | 0 | 0,;!0,;!0,;!0 | #N/A | #N/A
|  |  | Gate Valve 75mm |  |  | 3 | set/s | 9200 | 27600 | 1012 | 3036 | 0 | 0 | 30636 | 0.008715% | 2.5502 | 99.4675 | [8 empty] | 0 | 0 | 0 | 0 | 0,;!0,;!0,;!0 | #N/A | #N/A
|  |  | Gate Valve 50mm |  |  | 22 | set/s | 1925 | 42350 | 211.75 | 4658.5 | 0 | 0 | 47008.5 | 0.01337% | 3.9131 | 152.625 | [8 empty] | 0 | 0 | 0 | 0 | 0,;!0,;!0,;!0 | #N/A | #N/A
|  |  | Gate Valve 40mm |  |  | 18 | set/s | 1309 | 23562 | 130.9 | 2356.2 | 0 | 0 | 25918.2 | 0.007373% | 2.1575 | 84.15 | [8 empty] | 0 | 0 | 0 | 0 | 0,;!0,;!0,;!0 | #N/A | #N/A
|  |  | Gate Valve 25mm |  |  | 308 | set/s | 728 | 224224 | 72.8 | 22422.4 | 0 | 0 | 246646.4 | 0.07017% | 20.5314 | 800.8 | [8 empty] | 0 | 0 | 0 | 0 | 0,;!0,;!0,;!0 | #N/A | #N/A
|  |  | Gate Valve 15mm |  |  | 3 | set/s | 501.6393 | 1504.918 | 50.1639 | 150.4918 | 0 | 0 | 1655.4098 | 0.0004709% | 0.1378 | 5.3747 | [8 empty] | 0 | 0 | 0 | 0 | 0,;!0,;!0,;!0 | #N/A | #N/A
|  |  | Hose Bibb 15mm |  |  | 3 | set/s | 650 | 1950 | 65 | 195 | 0 | 0 | 2145 | 0.0006102% | 0.17855 | 6.9643 | [8 empty] | 0 | 0 | 0 | 0 | 0,;!0,;!0,;!0 | #N/A | #N/A
|  |  | Equalizing Valve 100mm |  |  | 2 | set/s | 15030.3375 | 30060.675 | 1503.0338 | 3006.0675 | 0 | 0 | 33066.7425 | 0.009407% | 2.7526 | 107.3596 | [8 empty] | 0 | 0 | 0 | 0 | 0,;!0,;!0,;!0 | #N/A | #N/A
|  |  | Y-Strainer 100mm |  |  | 3 | set/s | 19642.8571 | 58928.5714 | 2946.4286 | 8839.2857 | 0 | 0 | 67767.8571 | 0.01928% | 5.6412 | 220.0255 | [8 empty] | 0 | 0 | 0 | 0 | 0,;!0,;!0,;!0 | #N/A | #N/A
|  |  | Y-Strainer 75mm |  |  | 3 | set/s | 10800 | 32400 | 1080 | 3240 | 0 | 0 | 35640 | 0.01014% | 2.9668 | 115.7143 | [8 empty] | 0 | 0 | 0 | 0 | 0,;!0,;!0,;!0 | #N/A | #N/A
|  |  | Flexible Connector 100mm |  |  | 6 | set/s | 3600 | 21600 | 1080 | 6480 | 0 | 0 | 28080 | 0.007988% | 2.3374 | 91.1688 | [8 empty] | 0 | 0 | 0 | 0 | 0,;!0,;!0,;!0 | #N/A | #N/A
|  |  | Flexible Connector 75mm |  |  | 3 | set/s | 1620 | 4860 | 162 | 486 | 0 | 0 | 5346 | 0.001521% | 0.44501 | 17.3571 | [8 empty] | 0 | 0 | 0 | 0 | 0,;!0,;!0,;!0 | #N/A | #N/A
|  |  | PRV 75mm |  |  | 3 | set/s | 164500 | 493500 | 16450 | 49350 | 0 | 0 | 542850 | 0.1544% | 45.1881 | 1762.5 | [8 empty] | 0 | 0 | 0 | 0 | 0,;!0,;!0,;!0 | #N/A | #N/A
|  |  | Check Valve 100mm |  |  | 5 | set/s | 22071 | 110355 | 2207.1 | 11035.5 | 0 | 0 | 121390.5 | 0.03453% | 10.1048 | 394.125 | [8 empty] | 0 | 0 | 0 | 0 | 0,;!0,;!0,;!0 | #N/A | #N/A
|  |  | Check Valve 50mm |  |  | 2 | set/s | 13242.6 | 26485.2 | 1324.26 | 2648.52 | 0 | 0 | 29133.72 | 0.008288% | 2.4252 | 94.59 | [8 empty] | 0 | 0 | 0 | 0 | 0,;!0,;!0,;!0 | #N/A | #N/A
|  |  | Float Valve 100mm |  |  | 4 | set/s | 72850 | 291400 | 7285 | 29140 | 0 | 0 | 320540 | 0.09119% | 26.6825 | 1040.7143 | [8 empty] | 0 | 0 | 0 | 0 | 0,;!0,;!0,;!0 | #N/A | #N/A
|  |  | Foot Valve 100mm |  |  | 3 | set/s | 98347.5 | 295042.5 | 9834.75 | 29504.25 | 0 | 0 | 324546.75 | 0.09233% | 27.016 | 1053.7232 | [8 empty] | 0 | 0 | 0 | 0 | 0,;!0,;!0,;!0 | #N/A | #N/A
|  |  | Water Meter 100mm |  |  | 1 | set/s | 19200.8929 | 19200.8929 | 1920.0893 | 1920.0893 | 0 | 0 | 21120.9821 | 0.006008% | 1.7582 | 68.5746 | [8 empty] | 0 | 0 | 0 | 0 | 0,;!0,;!0,;!0 | #N/A | #N/A
|  |  | Water Meter 25mm |  |  | 308 | set/s | 2309.7336 | 711397.9508 | 230.9734 | 71139.7951 | 0 | 0 | 782537.7459 | 0.2226% | 65.1403 | 2540.707 | [8 empty] | 0 | 0 | 0 | 0 | 0,;!0,;!0,;!0 | #N/A | #N/A
|  | Sanitary Drainage System |  |  |  | 1 | lot | 5129007.6674 | 5129007.6674 | 1397655.2984 | 1397655.2984 | 0 | 0 | 6526662.9659 | 1.857% | 543.295 | 21190.4642 | [8 empty] | 0 | 0 | 0 | 0 | 0,;!0,;!0,;!0 | #N/A | #N/A
|  |  | Soil Pipe - PVC Pipe - 250mm w/ fittings |  |  | 65 | lm | 2083.2406 | 135410.6411 | 416.6496 | 27082.2234 | 0 | 0 | 162492.8645 | 0.04623% | 13.5263 | 527.5742 | [8 empty] | 0 | 0 | 0 | 0 | 0,;!0,;!0,;!0 | #N/A | #N/A
|  |  | Soil Pipe - PVC Pipe - 200mm w/ fittings |  |  | 62 | lm | 1260.9119 | 78176.5369 | 252.1809 | 15635.2166 | 0 | 0 | 93811.7535 | 0.02669% | 7.8091 | 304.5836 | [8 empty] | 0 | 0 | 0 | 0 | 0,;!0,;!0,;!0 | #N/A | #N/A
|  |  | Soil Pipe - HDPE Pipe - 100mm w/ fittings |  |  | 462 | lm | 1617.6669 | 747362.0902 | 485.3001 | 224208.627 | 0 | 0 | 971570.7172 | 0.2764% | 80.8759 | 3154.4504 | [8 empty] | 0 | 0 | 0 | 0 | 0,;!0,;!0,;!0 | #N/A | #N/A
|  |  | Soil Pipe - HDPE Pipe - 50mm w/ fittings |  |  | 2618 | lm | 647.42 | 1694945.56 | 194.226 | 508483.668 | 0 | 0 | 2203429.228 | 0.6268% | 183.4187 | 7153.991 | [8 empty] | 0 | 0 | 0 | 0 | 0,;!0,;!0,;!0 | #N/A | #N/A
|  |  | Soil Stack Pipe - HDPE Pipe - 100mm w/ fittings |  |  | 732 | lm | 1617.6669 | 1184132.1429 | 647.0667 | 473652.8571 | 0 | 0 | 1657785 | 0.4716% | 137.998 | 5382.4188 | [8 empty] | 0 | 0 | 0 | 0 | 0,;!0,;!0,;!0 | #N/A | #N/A
|  |  | Sovent Aerator 100mm |  |  | 209 | set/s | 5225.0446 | 1092034.3304 | 522.5045 | 109203.433 | 0 | 0 | 1201237.7634 | 0.3417% | 99.9939 | 3900.1226 | [8 empty] | 0 | 0 | 0 | 0 | 0,;!0,;!0,;!0 | #N/A | #N/A
|  |  | BottomTurn Bend 110mm (Supertube) |  |  | 19 | pcs | 10365.5982 | 196946.3661 | 2073.1196 | 39389.2732 | 0 | 0 | 236335.6393 | 0.06723% | 19.6731 | 767.3235 | [8 empty] | 0 | 0 | 0 | 0 | 0,;!0,;!0,;!0 | #N/A | #N/A
|  | Storm Drainage System |  |  |  | 1 | lot | 746102.8191 | 746102.8191 | 224819.7546 | 224819.7546 | 0 | 0 | 970922.5737 | 0.2762% | 80.8219 | 3152.346 | [8 empty] | 0 | 0 | 0 | 0 | 0,;!0,;!0,;!0 | #N/A | #N/A
|  |  | Drain Pipe - PVC Pipe - 150mm w/ fittings |  |  | 78 | lm | 778.658 | 60735.324 | 233.5974 | 18220.5972 | 0 | 0 | 78955.9212 | 0.02246% | 6.5725 | 256.3504 | [8 empty] | 0 | 0 | 0 | 0 | 0,;!0,;!0,;!0 | #N/A | #N/A
|  |  | Drain Pipe - PVC Pipe - 100mm w/ fittings |  |  | 104 | lm | 363.375 | 37791 | 109.0125 | 11337.3 | 0 | 0 | 49128.3 | 0.01398% | 4.0896 | 159.5075 | [8 empty] | 0 | 0 | 0 | 0 | 0,;!0,;!0,;!0 | #N/A | #N/A
|  |  | Drain Pipe - PVC Pipe - 75mm w/ fittings |  |  | 41 | lm | 272.783 | 11184.103 | 81.8349 | 3355.2309 | 0 | 0 | 14539.3339 | 0.004136% | 1.2103 | 47.2056 | [8 empty] | 0 | 0 | 0 | 0 | 0,;!0,;!0,;!0 | #N/A | #N/A
|  |  | Discharge Pipe - BI Pipe - 100mm w/ fittings |  |  | 14 | lm | 1526.7857 | 21375 | 528.6721 | 7401.4089 | 0 | 0 | 28776.4089 | 0.008186% | 2.3954 | 93.4299 | [8 empty] | 0 | 0 | 0 | 0 | 0,;!0,;!0,;!0 | #N/A | #N/A
|  |  | Discharge Pipe - BI Pipe - 50mm w/ fittings |  |  | 41 | lm | 553.23 | 22682.43 | 165.969 | 6804.729 | 0 | 0 | 29487.159 | 0.008388% | 2.4546 | 95.7375 | [8 empty] | 0 | 0 | 0 | 0 | 0,;!0,;!0,;!0 | #N/A | #N/A
|  |  | Drain Pipe - PVC Pipe - 150mm w/ fittings - Perforated |  |  | 168 | lm | 1323.7186 | 222384.7248 | 397.1156 | 66715.4174 | 0 | 0 | 289100.1422 | 0.08224% | 24.0654 | 938.6368 | [8 empty] | 0 | 0 | 0 | 0 | 0,;!0,;!0,;!0 | #N/A | #N/A
|  |  | Condensate Drain Pipe - PVC Pipe - 50mm w/ fittings |  |  | 8 | lm | 192.96 | 1543.68 | 57.888 | 463.104 | 0 | 0 | 2006.784 | 0.0005709% | 0.16705 | 6.5155 | [8 empty] | 0 | 0 | 0 | 0 | 0,;!0,;!0,;!0 | #N/A | #N/A
|  |  | Condensate Drain Pipe - PVC Pipe - 25mm w/ fittings and insulation |  |  | 159 | lm | 352.7518 | 56087.5293 | 105.8255 | 16826.2588 | 0 | 0 | 72913.7881 | 0.02074% | 6.0695 | 236.7331 | [8 empty] | 0 | 0 | 0 | 0 | 0,;!0,;!0,;!0 | #N/A | #N/A
|  |  | Condensate Drain Stack - PVC Pipe - 50mm w/ fittings |  |  | 154 | lm | 192.96 | 29715.84 | 57.888 | 8914.752 | 0 | 0 | 38630.592 | 0.01099% | 3.2157 | 125.424 | [8 empty] | 0 | 0 | 0 | 0 | 0,;!0,;!0,;!0 | #N/A | #N/A
|  |  | Downspout- PVC Pipe - 75mm w/ fittings |  |  | 1036 | lm | 272.783 | 282603.188 | 81.8349 | 84780.9564 | 0 | 0 | 367384.1444 | 0.1045% | 30.5819 | 1192.8057 | [8 empty] | 0 | 0 | 0 | 0 | 0,;!0,;!0,;!0 | #N/A | #N/A
|  | Drain and Accessories |  |  |  | 1 | lot | 480858.7143 | 480858.7143 | 87600.3143 | 87600.3143 | 0 | 0 | 568459.0286 | 0.1617% | 47.3199 | 1845.6462 | [8 empty] | 0 | 0 | 0 | 0 | 0,;!0,;!0,;!0 | #N/A | #N/A
|  |  | Floor Drain 100mm |  |  | 10 | set/s | 732.8571 | 7328.5714 | 146.5714 | 1465.7143 | 0 | 0 | 8794.2857 | 0.002502% | 0.73206 | 28.5529 | [8 empty] | 0 | 0 | 0 | 0 | 0,;!0,;!0,;!0 | #N/A | #N/A
|  |  | Floor Drain 50mm |  |  | 616 | set/s | 380.8929 | 234630 | 76.1786 | 46926 | 0 | 0 | 281556 | 0.0801% | 23.4374 | 914.1429 | [8 empty] | 0 | 0 | 0 | 0 | 0,;!0,;!0,;!0 | #N/A | #N/A
|  |  | Oil Interceptor 30 GPM |  |  | 1 | set/s | 34821.4286 | 34821.4286 | 5000 | 5000 | 0 | 0 | 39821.4286 | 0.01133% | 3.3148 | 129.2904 | [8 empty] | 0 | 0 | 0 | 0 | 0,;!0,;!0,;!0 | #N/A | #N/A
|  |  | Oil Interceptor 50 GPM |  |  | 1 | set/s | 58035.7143 | 58035.7143 | 5000 | 5000 | 0 | 0 | 63035.7143 | 0.01793% | 5.2472 | 204.6614 | [8 empty] | 0 | 0 | 0 | 0 | 0,;!0,;!0,;!0 | #N/A | #N/A
|  |  | Catch Basin |  |  | 0 | set/s | 0 | 0 | 0 | 0 | 0 | 0 | 0 | 0% | 0 | 0 | [8 empty] | 0 | 0 | 0 | 0 | 0,;!0,;!0,;!0 | #N/A | #N/A
|  |  | Deck Drain 75mm |  |  | 28 | set/s | 1026 | 28728 | 205.2 | 5745.6 | 0 | 0 | 34473.6 | 0.009807% | 2.8697 | 111.9273 | [8 empty] | 0 | 0 | 0 | 0 | 0,;!0,;!0,;!0 | #N/A | #N/A
|  |  | Balcony Drain 50mm |  |  | 308 | set/s | 380.8929 | 117315 | 76.1786 | 23463 | 0 | 0 | 140778 | 0.04005% | 11.7187 | 457.0714 | [8 empty] | 0 | 0 | 0 | 0 | 0,;!0,;!0,;!0 | #N/A | #N/A
|  | Pipe Vents System |  |  |  | 1 | lot | 340928.171 | 340928.171 | 102278.4513 | 102278.4513 | 0 | 0 | 443206.6222 | 0.1261% | 36.8936 | 1438.9825 | [8 empty] | 0 | 0 | 0 | 0 | 0,;!0,;!0,;!0 | #N/A | #N/A
|  |  | Vent Branches - PVC Pipe 100mm w/ fittings |  |  | 3 | lm | 363.375 | 1090.125 | 109.0125 | 327.0375 | 0 | 0 | 1417.1625 | 0.0004032% | 0.11797 | 4.6012 | [8 empty] | 0 | 0 | 0 | 0 | 0,;!0,;!0,;!0 | #N/A | #N/A
|  |  | Vent Branches - HDPE Pipe 250mm w/ fittings |  |  | 8 | lm | 5008.2192 | 40065.7536 | 1502.4658 | 12019.7261 | 0 | 0 | 52085.4797 | 0.01482% | 4.3357 | 169.1087 | [8 empty] | 0 | 0 | 0 | 0 | 0,;!0,;!0,;!0 | #N/A | #N/A
|  |  | Vent Branches - HDPE Pipe 200mm w/ fittings |  |  | 31 | lm | 3234.1704 | 100259.2824 | 970.2511 | 30077.7847 | 0 | 0 | 130337.0671 | 0.03708% | 10.8496 | 423.1723 | [8 empty] | 0 | 0 | 0 | 0 | 0,;!0,;!0,;!0 | #N/A | #N/A
|  |  | Vent Branches - HDPE Pipe 150mm w/ fittings |  |  | 56 | lm | 2089.5 | 117012 | 626.85 | 35103.6 | 0 | 0 | 152115.6 | 0.04327% | 12.6625 | 493.8818 | [8 empty] | 0 | 0 | 0 | 0 | 0,;!0,;!0,;!0 | #N/A | #N/A
|  |  | Vent Branches - HDPE Pipe 100mm w/ fittings |  |  | 51 | lm | 1617.6669 | 82501.01 | 485.3001 | 24750.303 | 0 | 0 | 107251.3129 | 0.03051% | 8.9279 | 348.2185 | [8 empty] | 0 | 0 | 0 | 0 | 0,;!0,;!0,;!0 | #N/A | #N/A
|  | Overhead Water Tank (OHP) |  |  |  | 1 | lot | 0 | 0 | 0 | 0 | 1866071.4286 | 1866071.4286 | 1866071.4286 | 0.5309% | 155.3362 | 6058.6735 | [8 empty] | 0 | 0 | 0 | 0 | 0,;!0,;!0,;!0 | #N/A | #N/A
|  |  | Elevated Water Tank -45 cu.m, 1.5m (W) x 2.0m (D) |  |  | 1 | set/s | 0 | 0 | 0 | 0 | 1866071.4286 | 1866071.4286 | 1866071.4286 | 0.5309% | 155.3362 | 6058.6735 | [8 empty] | 0 | 0 | 0 | 0 | 0,;!0,;!0,;!0 | #N/A | #N/A
|  | Plumbing Pump and accessories |  |  |  | 1 | lot | 2000857.1429 | 2000857.1429 | 360000 | 360000 | 0 | 0 | 2360857.1429 | 0.6716% | 196.5234 | 7665.1206 | [8 empty] | 0 | 0 | 0 | 0 | 0,;!0,;!0,;!0 | #N/A | #N/A
|  |  | Transfer Pump - 250 gpm (each) @ 230Ft TDH, 20Hp, 400V, 3Ø, 60Hz, Triplex Type, w/ Controller & accessories |  |  | 1 | set/s | 1051785.7143 | 1051785.7143 | 150000 | 150000 | 0 | 0 | 1201785.7143 | 0.3419% | 100.0395 | 3901.9017 | [8 empty] | 0 | 0 | 0 | 0 | 0,;!0,;!0,;!0 | #N/A | #N/A
|  |  | Booster Pump - 130 gpm (each) @ 160Ft TDH, 7.5Hp, 400V, 3Ø, 60Hz, Triplex Type, w/ Controller & accessories |  |  | 1 | set/s | 464285.7143 | 464285.7143 | 150000 | 150000 | 0 | 0 | 614285.7143 | 0.1748% | 51.1346 | 1994.4341 | [8 empty] | 0 | 0 | 0 | 0 | 0,;!0,;!0,;!0 | #N/A | #N/A
|  |  | Sump Pump - 50 gpm (each) @ 30Ft TDH, 1Hp, 400V, 3Ø, 60Hz, Simplex Type, w/ Controller & accessories |  |  | 1 | set/s | 46428.5714 | 46428.5714 | 15000 | 15000 | 0 | 0 | 61428.5714 | 0.01748% | 5.1135 | 199.4434 | [8 empty] | 0 | 0 | 0 | 0 | 0,;!0,;!0,;!0 | #N/A | #N/A
|  |  | Rain Water Sump Pump - 330 gpm (each) @ 30Ft TDH, 3Hp, 230V, 1Ø, 60Hz, Duplex Type, w/ Controller & accessories |  |  | 1 | set/s | 345500 | 345500 | 15000 | 15000 | 0 | 0 | 360500 | 0.1026% | 30.0089 | 1170.4545 | [8 empty] | 0 | 0 | 0 | 0 | 0,;!0,;!0,;!0 | #N/A | #N/A
|  |  | Elevator Pit Pump - 50 gpm @ 30 ft TDH , 1hp, 230V,1Ø,60Hz,Simplex Type w/ Controller & accessories |  |  | 2 | set/s | 46428.5714 | 92857.1429 | 15000 | 30000 | 0 | 0 | 122857.1429 | 0.03495% | 10.2269 | 398.8868 | [8 empty] | 0 | 0 | 0 | 0 | 0,;!0,;!0,;!0 | #N/A | #N/A
|  | Plumbing Controllers |  |  |  | 6 | set/s | 15000 | 90000 | 7500 | 45000 | 0 | 0 | 135000 | 0.0384% | 11.2377 | 438.3117 | [8 empty] | 0 | 0 | 0 | 0 | 0,;!0,;!0,;!0 | #N/A | #N/A
|  | Misc. & Consumables |  |  |  | 1 | lot | 711077.9135 | 711077.9135 | 106661.687 | 106661.687 | 0 | 0 | 817739.6006 | 0.2326% | 68.0706 | 2654.9987 | [8 empty] | 0 | 0 | 0 | 0 | 0,;!0,;!0,;!0 | #N/A | #N/A
|  | Hangers & Supports |  |  |  | 1 | lot | 568862.3308 | 568862.3308 | 85329.3496 | 85329.3496 | 0 | 0 | 654191.6804 | 0.1861% | 54.4565 | 2123.999 | [8 empty] | 0 | 0 | 0 | 0 | 0,;!0,;!0,;!0 | #N/A | #N/A
|  | Block-out & Pipe Sleeves |  |  |  | 1 | lot | 142215.5827 | 142215.5827 | 21332.3374 | 21332.3374 | 0 | 0 | 163547.9201 | 0.04653% | 13.6141 | 530.9997 | [8 empty] | 0 | 0 | 0 | 0 | 0,;!0,;!0,;!0 | #N/A | #N/A
|  | Testing & Commissioning |  |  |  | 1 | lot | 284431.1654 | 284431.1654 | 42664.6748 | 42664.6748 | 0 | 0 | 327095.8402 | 0.09305% | 27.2282 | 1061.9995 | [8 empty] | 0 | 0 | 0 | 0 | 0,;!0,;!0,;!0 | #N/A | #N/A
|  | General Requirements |  |  |  | 1 | lot | 0 | 0 | 0 | 0 | 1123840.7614 | 1123840.7614 | 1123840.7614 | 0.3197% | 93.5512 | 3648.8336 | [8 empty] | 0 | 0 | 0 | 0 | 0,;!0,;!0,;!0 | #N/A | #N/A
8.0 | FIRE PROTECTION |  |  |  |  | 1 | lot | 6834723.3594 | 6834723.3594 | 1637912.4301 | 1637912.4301 | 841745.7218 | 841745.7218 | 9314381.5114 | 2.65% | 775.3514 | 30241.4984 | [8 empty] | 0 | 0 | 0 | 0 | 0,;!0,;!0,;!0 | #N/A | #N/A
|  | Wet / Dry Stand Pipe Works |  |  |  | 1 | lot | 1122869.2075 | 1122869.2075 | 262631.9223 | 262631.9223 | 0 | 0 | 1385501.1297 | 0.3941% | 115.3324 | 4498.3803 | [8 empty] | 0 | 0 | 0 | 0 | 0,;!0,;!0,;!0 | #N/A | #N/A
|  |  | Wet / Dry Stand Pipe Riser 150mm BI Pipes w/ fittings |  |  | 144 | lm | 3366.66 | 484799.04 | 936.1901 | 134811.3763 | 0 | 0 | 619610.4163 | 0.1763% | 51.5779 | 2011.7221 | [8 empty] | 0 | 0 | 0 | 0 | 0,;!0,;!0,;!0 | #N/A | #N/A
|  |  | Wet Stand Valves and accessories |  |  | 1 | lot | 638070.1675 | 638070.1675 | 127820.546 | 127820.546 | 0 | 0 | 765890.7135 | 0.2179% | 63.7546 | 2486.6582 | [8 empty] | 0 | 0 | 0 | 0 | 0,;!0,;!0,;!0 | #N/A | #N/A
|  |  |  | 65mm Pressure Reducing Fire Hose Valves w/ chain and cap (Brass) |  | 24 | set/s | 15222.2143 | 365333.1429 | 3044.4429 | 73066.6286 | 0 | 0 | 438399.7714 | 0.1247% | 36.4934 | 1423.3759 | [8 empty] | 0 | 0 | 0 | 0 | 0,;!0,;!0,;!0 | #N/A | #N/A
|  |  |  | 3 x 65mm x 150mm Fire Department Connection |  | 1 | set/s | 61953.7575 | 61953.7575 | 12390.7515 | 12390.7515 | 0 | 0 | 74344.509 | 0.02115% | 6.1886 | 241.3783 | [8 empty] | 0 | 0 | 0 | 0 | 0,;!0,;!0,;!0 | #N/A | #N/A
|  |  |  | 150mm dia Check Valve |  | 1 | set/s | 30288.5037 | 30288.5037 | 6057.7007 | 6057.7007 | 0 | 0 | 36346.2044 | 0.01034% | 3.0255 | 118.0072 | [8 empty] | 0 | 0 | 0 | 0 | 0,;!0,;!0,;!0 | #N/A | #N/A
|  |  |  | 150mm dia OS & Y Gate Valve / Control Valve with Supervisory Switch |  | 1 | set/s | 27535.0033 | 27535.0033 | 5507.0007 | 5507.0007 | 0 | 0 | 33042.004 | 0.0094% | 2.7505 | 107.2792 | [8 empty] | 0 | 0 | 0 | 0 | 0,;!0,;!0,;!0 | #N/A | #N/A
|  |  |  | 150mm Alarm Check Valve |  | 1 | set/s | 61953.7575 | 61953.7575 | 12390.7515 | 12390.7515 | 0 | 0 | 74344.509 | 0.02115% | 6.1886 | 241.3783 | [8 empty] | 0 | 0 | 0 | 0 | 0,;!0,;!0,;!0 | #N/A | #N/A
|  |  |  | 25mm AAV |  | 2 | set/s | 8948.8761 | 17897.7522 | 1789.7752 | 3579.5504 | 0 | 0 | 21477.3026 | 0.00611% | 1.7878 | 69.7315 | [8 empty] | 0 | 0 | 0 | 0 | 0,;!0,;!0,;!0 | #N/A | #N/A
|  |  |  | Pressure gauge 300 psi connection including fittings |  | 2 | set/s | 2065.1252 | 4130.2505 | 516.2813 | 1032.5626 | 0 | 0 | 5162.8131 | 0.001469% | 0.42976 | 16.7624 | [8 empty] | 0 | 0 | 0 | 0 | 0,;!0,;!0,;!0 | #N/A | #N/A
|  |  |  | 65mm x 65mm x 150mm Roof Manifold |  | 2 | set/s | 34489 | 68978 | 6897.8 | 13795.6 | 0 | 0 | 82773.6 | 0.02355% | 6.8903 | 268.7455 | [8 empty] | 0 | 0 | 0 | 0 | 0,;!0,;!0,;!0 | #N/A | #N/A
|  | Feed Main |  |  |  | 1 | lot | 1123698.8743 | 1123698.8743 | 212343.2893 | 212343.2893 | 0 | 0 | 1336042.1636 | 0.3801% | 111.2153 | 4337.7992 | [8 empty] | 0 | 0 | 0 | 0 | 0,;!0,;!0,;!0 | #N/A | #N/A
|  |  | Feedmain 100mm CPVC Pipes w/ fittings |  |  | 48 | lm | 1526.7857 | 73285.7143 | 528.6721 | 25376.2591 | 0 | 0 | 98661.9733 | 0.02807% | 8.2129 | 320.3311 | [8 empty] | 0 | 0 | 0 | 0 | 0,;!0,;!0,;!0 | #N/A | #N/A
|  |  | Feedmain Valve and Assembly |  |  | 1 | lot | 1050413.16 | 1050413.16 | 186967.0303 | 186967.0303 | 0 | 0 | 1237380.1903 | 0.352% | 103.0025 | 4017.4682 | [8 empty] | 0 | 0 | 0 | 0 | 0,;!0,;!0,;!0 | #N/A | #N/A
|  |  |  | 100mm diameter FCV, Butterfly Valve.Victaulic. Wafer Type with Built In Supervisory Swith and Tamper Switch.incl fittings |  | 12 | set/s | 28928.5714 | 347142.8571 | 5785.7143 | 69428.5714 | 0 | 0 | 416571.4286 | 0.1185% | 34.6764 | 1352.5046 | [8 empty] | 0 | 0 | 0 | 0 | 0,;!0,;!0,;!0 | #N/A | #N/A
|  |  |  | 100mm diameter Water Flow Swith |  | 12 | set/s | 5234.8214 | 62817.8571 | 523.4821 | 6281.7857 | 0 | 0 | 69099.6429 | 0.01966% | 5.752 | 224.3495 | [8 empty] | 0 | 0 | 0 | 0 | 0,;!0,;!0,;!0 | #N/A | #N/A
|  |  |  | 100mm dia Check Valve |  | 12 | set/s | 39342.8571 | 472114.2857 | 7868.5714 | 94422.8571 | 0 | 0 | 566537.1429 | 0.1612% | 47.1599 | 1839.4063 | [8 empty] | 0 | 0 | 0 | 0 | 0,;!0,;!0,;!0 | #N/A | #N/A
|  |  |  | Pressure gauge 300 psi connection including fittings |  | 12 | set/s | 3947.36 | 47368.32 | 394.736 | 4736.832 | 0 | 0 | 52105.152 | 0.01482% | 4.3374 | 169.1726 | [8 empty] | 0 | 0 | 0 | 0 | 0,;!0,;!0,;!0 | #N/A | #N/A
|  |  |  | 25mm Ø Inspector's Test Connection Assembly |  | 12 | set/s | 7330.82 | 87969.84 | 733.082 | 8796.984 | 0 | 0 | 96766.824 | 0.02753% | 8.0551 | 314.178 | [8 empty] | 0 | 0 | 0 | 0 | 0,;!0,;!0,;!0 | #N/A | #N/A
|  |  |  | 25mm diameter Auxiliary drain including fittings |  | 12 | set/s | 2750 | 33000 | 275 | 3300 | 0 | 0 | 36300 | 0.01033% | 3.0217 | 117.8571 | [8 empty] | 0 | 0 | 0 | 0 | 0,;!0,;!0,;!0 | #N/A | #N/A
|  | Crossmain |  |  |  | 1 | lot | 1073525.48 | 1073525.48 | 365536.5952 | 365536.5952 | 0 | 0 | 1439062.0752 | 0.4094% | 119.791 | 4672.2795 | [8 empty] | 0 | 0 | 0 | 0 | 0,;!0,;!0,;!0 | #N/A | #N/A
|  |  | Cross Main 80mm CPVC Pipes w/ fittings |  |  | 724 | lm | 1482.77 | 1073525.48 | 504.8848 | 365536.5952 | 0 | 0 | 1439062.0752 | 0.4094% | 119.791 | 4672.2795 | [8 empty] | 0 | 0 | 0 | 0 | 0,;!0,;!0,;!0 | #N/A | #N/A
|  | Branchline |  |  |  | 1 | lot | 1105499.5956 | 1105499.5956 | 294107.2784 | 294107.2784 | 0 | 0 | 1399606.8741 | 0.3982% | 116.5066 | 4544.1782 | [8 empty] | 0 | 0 | 0 | 0 | 0,;!0,;!0,;!0 | #N/A | #N/A
|  |  | Branch Line 40mm CPVC Pipes w/ fittings |  |  | 75 | lm | 450.79 | 33809.25 | 135.237 | 10142.775 | 0 | 0 | 43952.025 | 0.0125% | 3.6587 | 142.7014 | [8 empty] | 0 | 0 | 0 | 0 | 0,;!0,;!0,;!0 | #N/A | #N/A
|  |  | Branch Line 32mm CPVC Pipes w/ fittings |  |  | 934 | lm | 343.51 | 320838.34 | 103.053 | 96251.502 | 0 | 0 | 417089.842 | 0.1187% | 34.7196 | 1354.1878 | [8 empty] | 0 | 0 | 0 | 0 | 0,;!0,;!0,;!0 | #N/A | #N/A
|  |  | Branch Line 25mm CPVC Pipes w/ fittings |  |  | 2948 | lm | 254.6988 | 750852.0056 | 63.6747 | 187713.0014 | 0 | 0 | 938565.0071 | 0.267% | 78.1284 | 3047.289 | [8 empty] | 0 | 0 | 0 | 0 | 0,;!0,;!0,;!0 | #N/A | #N/A
|  | Drain Pipe Works |  |  |  | 1 | lot | 55853.62 | 55853.62 | 16371.086 | 16371.086 | 0 | 0 | 72224.706 | 0.02055% | 6.0122 | 234.4958 | [8 empty] | 0 | 0 | 0 | 0 | 0,;!0,;!0,;!0 | #N/A | #N/A
|  |  | Drain Pipe Riser 50mm w/ fittings |  |  | 94 | lm | 553.23 | 52003.62 | 165.969 | 15601.086 | 0 | 0 | 67604.706 | 0.01923% | 5.6276 | 219.4958 | [8 empty] | 0 | 0 | 0 | 0 | 0,;!0,;!0,;!0 | #N/A | #N/A
|  |  | 50mm Drain Valve |  |  | 2 | set/s | 1925 | 3850 | 385 | 770 | 0 | 0 | 4620 | 0.001314% | 0.38458 | 15 | [8 empty] | 0 | 0 | 0 | 0 | 0,;!0,;!0,;!0 | #N/A | #N/A
|  | Equiptment and Accessories Works |  |  |  | 1 | lot | 1520240.38 | 1520240.38 | 361966.8286 | 361966.8286 | 0 | 0 | 1882207.2086 | 0.5354% | 156.6794 | 6111.0624 | [8 empty] | 0 | 0 | 0 | 0 | 0,;!0,;!0,;!0 | #N/A | #N/A
|  |  | Upright Sprinkler Head 68°C |  |  | 269 | set/s | 247.68 | 66625.92 | 150 | 40350 | 0 | 0 | 106975.92 | 0.03043% | 8.9049 | 347.3244 | [8 empty] | 0 | 0 | 0 | 0 | 0,;!0,;!0,;!0 | #N/A | #N/A
|  |  | Sidewall Sprinkler Head 68°C |  |  | 666 | set/s | 421.56 | 280758.96 | 150 | 99900 | 0 | 0 | 380658.96 | 0.1083% | 31.687 | 1235.9057 | [8 empty] | 0 | 0 | 0 | 0 | 0,;!0,;!0,;!0 | #N/A | #N/A
|  |  | Sidewall Sprinkler Head 100°C |  |  | 308 | set/s | 636.1607 | 195937.5 | 150 | 46200 | 0 | 0 | 242137.5 | 0.06888% | 20.1561 | 786.1607 | [8 empty] | 0 | 0 | 0 | 0 | 0,;!0,;!0,;!0 | #N/A | #N/A
|  |  | FE-1, 4.5Kg. ABC Dry Chemical |  |  | 40 | set/s | 2087.8 | 83512 | 500 | 20000 | 0 | 0 | 103512 | 0.02945% | 8.6166 | 336.0779 | [8 empty] | 0 | 0 | 0 | 0 | 0,;!0,;!0,;!0 | #N/A | #N/A
|  |  | FE-2, 4.5Kg. Dry Chemical Purple K |  |  | 24 | set/s | 12337 | 296088 | 500 | 12000 | 0 | 0 | 308088 | 0.08764% | 25.646 | 1000.2857 | [8 empty] | 0 | 0 | 0 | 0 | 0,;!0,;!0,;!0 | #N/A | #N/A
|  |  | FE-3, 22.7Kg. Dry Chemical Purple K |  |  | 3 | set/s | 44642.8571 | 133928.5714 | 1500 | 4500 | 0 | 0 | 138428.5714 | 0.03938% | 11.5231 | 449.4434 | [8 empty] | 0 | 0 | 0 | 0 | 0,;!0,;!0,;!0 | #N/A | #N/A
|  |  | Fire Hose Cabinet complete with accessories ( Surfaced Mounted Type ) |  |  | 24 | set/s | 19307.8929 | 463389.4286 | 5792.3679 | 139016.8286 | 0 | 0 | 602406.2571 | 0.1714% | 50.1457 | 1955.8645 | [8 empty] | 0 | 0 | 0 | 0 | 0,;!0,;!0,;!0 | #N/A | #N/A
|  | Misc. & Consumables |  |  |  | 1 | lot | 297512.9293 | 297512.9293 | 44626.9394 | 44626.9394 | 0 | 0 | 342139.8687 | 0.09733% | 28.4805 | 1110.8437 | [8 empty] | 0 | 0 | 0 | 0 | 0,;!0,;!0,;!0 | #N/A | #N/A
|  | Hangers & Supports |  |  |  | 1 | lot | 238010.3434 | 238010.3434 | 35701.5515 | 35701.5515 | 0 | 0 | 273711.895 | 0.07786% | 22.7844 | 888.675 | [8 empty] | 0 | 0 | 0 | 0 | 0,;!0,;!0,;!0 | #N/A | #N/A
|  | Block-out & Pipe Sleeves |  |  |  | 1 | lot | 119005.1717 | 119005.1717 | 17850.7758 | 17850.7758 | 0 | 0 | 136855.9475 | 0.03893% | 11.3922 | 444.3375 | [8 empty] | 0 | 0 | 0 | 0 | 0,;!0,;!0,;!0 | #N/A | #N/A
|  | Testing & Commissioning |  |  |  | 1 | lot | 178507.7576 | 178507.7576 | 26776.1636 | 26776.1636 | 0 | 0 | 205283.9212 | 0.0584% | 17.0883 | 666.5062 | [8 empty] | 0 | 0 | 0 | 0 | 0,;!0,;!0,;!0 | #N/A | #N/A
|  | General Requirements |  |  |  | 1 | lot | 0 | 0 | 0 | 0 | 841745.7218 | 841745.7218 | 841745.7218 | 0.2395% | 70.0689 | 2732.9407 | [8 empty] | 0 | 0 | 0 | 0 | 0,;!0,;!0,;!0 | #N/A | #N/A
9.0 | ALLIED SERVICES |  |  |  |  | 1 | lot | 0 | 0 | 0 | 0 | 6431785.72 | 6431785.72 | 6431785.72 | 1.83% | 535.3972 | 20882.4212 | [8 empty] | 0 | 0 | 0 | 0 | 0,;!0,;!0,;!0 | #N/A | #N/A
|  | Elevators |  |  |  | 1 | lot | 0 | 0 | 0 | 0 | 4869285.72 | 4869285.72 | 4869285.72 | 1.385% | 405.331 | 15809.3692 | [8 empty] | 0 | 0 | 0 | 0 | 0,;!0,;!0,;!0 | #N/A | #N/A
|  |  | Passenger Elevator-01 |  |  | 1 | units | 0 | 0 | 0 | 0 | 2434642.86 | 2434642.86 | 2434642.86 | 0.6926% | 202.6655 | 7904.6846 | [8 empty] | 0 | 0 | 0 | 0 | 0,;!0,;!0,;!0 | #N/A | #N/A
|  |  | Passenger Elevator-02 |  |  | 1 | units | 0 | 0 | 0 | 0 | 2434642.86 | 2434642.86 | 2434642.86 | 0.6926% | 202.6655 | 7904.6846 | [8 empty] | 0 | 0 | 0 | 0 | 0,;!0,;!0,;!0 | #N/A | #N/A
|  | Transformer - By Meralco |  |  |  | 1 | lot | 0 | 0 | 0 | 0 | 0 | 0 | 0 | 0% | 0 | 0 | [8 empty] | 0 | 0 | 0 | 0 | 0,;!0,;!0,;!0 | #N/A | #N/A
|  | Generator Set |  |  |  | 1 | lot | 0 | 0 | 0 | 0 | 1562500 | 1562500 | 1562500 | 0.4445% | 130.0662 | 5073.0519 | [8 empty] | 0 | 0 | 0 | 0 | 0,;!0,;!0,;!0 | #N/A | #N/A
|  |  | Genset -200KVA (160KW), 3P, 4WIRE, 400V, 60Hz |  |  | 1 | units | 0 | 0 | 0 | 0 | 1562500 | 1562500 | 1562500 | 0.4445% | 130.0662 | 5073.0519 | [8 empty] | 0 | 0 | 0 | 0 | 0,;!0,;!0,;!0 | #N/A | #N/A
[5 empty] | GRAND TOTAL (VAT Ex) | [8 empty] | 351522209.4061 | 100% | 29261.5492 | 1141305.8747 |  | PMOBIDEnd | [6 empty] | 0 | 0 | 0 | 0 | 0,;!0,;!0,;!0 | #N/A | #N/A
|  | CONTINGENCY | [10 empty] | 2% | 5497331.5433 |  | 457.611 | 17848.479
|  | FINANCIAL COST | [10 empty] | 0% | 0 |  | 0 | 0
|  | OVERHEAD | [10 empty] | 5% | 17576110.4703 |  | 1463.0775 | 57065.2937
|  | PROJECT MARK-UP | [10 empty] | 42.39% | 149004348.5803 |  | 12403.4782 | 483780.3525
[5 empty] | BID PRICE (VAT Ex) | [8 empty] | 523600000 |  | 43585.7159 | 1700000
|  | TAXES | [10 empty] | 12% | 62832000
[5 empty] | BID PRICE (VAT In) | [8 empty] | 586432000 |  | 48816.0019 | 1904000
| Reviewed and Agreed by: |  |  |  |  | Approved by:
| MARK ANTHONY GOLES |  |  |  |  | FREDERICK TAN
| Commercial and Contracts Head |  |  |  |  | Chief Operating Officer
Setup BCB
Group
Ungroup
Create IBB
Group
Ungroup
Create IBB
Setup BCB
Group
Ungroup
Create IBB
Setup BCB
Group
Ungroup
Create IBB
Setup BCB
Group
Ungroup
Create IBB
Setup BCB

## Bid Summary (hidden)
SUMMARY OF BID PACKAGES
Project | : | 4PH QCITIZEN HOMES NIA ROAD RENTAL HOUSING PROJECT |  |  |  | CFA (m2) : | 12013.11
Location | : | Nia Road, Brgy. Pinyahan, Quezon City |  |  |  | Total # of Units : | 308
Package | : | Complete Design & Build of CSA and MEPF Works |  |  |  | No. of Bldgs : | 5
NO. |  |  | PACKAGE |  | COST / BLDG | TOTAL COST (5 BLDG) | COST / CFA | COST / UNIT | %Wt
GENERAL REQUIREMENT
1 | BUILDINGS 1 TO 5 ( 5 Bldgs) |  |  |  | 351522209.4061 | 1757611047.0307 | 29261.5492 | 1141305.8747 | 100%
|  | GENERAL REQUIREMENTS |  |  | 76655632.2426 | 383278161.2129 | 6380.9981 | 248881.9229 | 21.81%
|  |  | Mobilization/Demobilization |  | 642844.5209 | 3214222.6047 | 53.5119 | 2087.1575 | 0.1829%
|  |  | Temp. Facil. - Site Devt., Offices & Utilities |  | 8055098.2291 | 40275491.1456 | 670.5256 | 26152.9163 | 2.291%
|  |  | Temp. Facil. - Utilities installed in Bldg |  | 2662081.1288 | 13310405.6438 | 221.598 | 8643.1205 | 0.7573%
|  |  | Office Equip & Supplies |  | 3078762.3029 | 15393811.5145 | 256.2835 | 9995.9815 | 0.8758%
|  |  | Site Management Organization (HR) (No. of Staffs) |  | 23200000 | 116000000 | 1931.2235 | 75324.6753 | 6.6%
|  |  | Support Crew -Admin workers |  | 4000000 | 20000000 | 332.9696 | 12987.013 | 1.138%
|  |  | Utilities (Power/ Water/ Comm) |  | 3853488.8 | 19267444 | 320.7736 | 12511.3273 | 1.096%
|  |  | Security Services |  | 2783857.724 | 13919288.62 | 231.735 | 9038.4991 | 0.7919%
|  |  | Housekeeping & Sanitation Services |  | 800000 | 4000000 | 66.5939 | 2597.4026 | 0.2276%
|  |  | Support Equipment |  | 14000000 | 70000000 | 1165.3935 | 45454.5455 | 3.983%
|  |  | Fuel and Oil |  | 3247281.5543 | 16236407.7714 | 270.3115 | 10543.1219 | 0.9238%
|  |  | Safety Provisions, Safety Measures and First Aid Support |  | 2800000 | 14000000 | 233.0787 | 9090.9091 | 0.7965%
|  |  | Drawing Services |  | 4262041.1614 | 21310205.8071 | 354.7825 | 13837.796 | 1.212%
|  |  | Bonds, Insurances & Permits |  | 1959999.9469 | 9799999.7346 | 163.1551 | 6363.6362 | 0.5576%
|  |  | Material Testing |  | 469183.5409 | 2345917.7045 | 39.056 | 1523.3232 | 0.1335%
|  |  | Property Damage |  | 0 | 0 | 0 | 0 | 0%
|  |  | Project, Owner and Consultant Details |  | 840993.3333 | 4204966.6667 | 70.0063 | 2730.4978 | 0.2392%
|  | STRUCTURAL WORKS |  |  | 107810566.8981 | 539052834.4904 | 8974.4094 | 350034.3081 | 30.67%
|  |  | Siteworks |  | 6166102.2874 | 30830511.4372 | 513.2811 | 20019.8126 | 1.754%
|  |  | Rebar (Grade 80) |  | 40850777.6314 | 204253888.1569 | 3400.5164 | 132632.3949 | 11.62%
|  |  | Formworks |  | 25948723.4215 | 129743617.1073 | 2160.0338 | 84249.102 | 7.382%
|  |  | Concrete |  | 34844963.5578 | 174224817.7891 | 2900.5781 | 113132.9986 | 9.913%
|  |  | Precast Works |  | 0 | 0 | 0 | 0 | 0%
|  | ARCHITECTURAL WORKS |  |  | 92864105.0185 | 464320525.0925 | 7730.2301 | 301506.8345 | 26.42%
|  |  | Masonry Works |  | 39844829.2679 | 199224146.3395 | 3316.7789 | 129366.3288 | 11.33%
|  |  | Stoneworks |  | 0 | 0 | 0 | 0 | 0%
|  |  | Tiling Works |  | 3502550.0164 | 17512750.0821 | 291.5606 | 11371.9156 | 0.9964%
|  |  | Drywall & Ceiling |  | 0 | 0 | 0 | 0 | 0%
|  |  | Thermal & Moisture Protection |  | 2380816.8144 | 11904084.0719 | 198.1849 | 7729.9247 | 0.6773%
|  |  | Doors and Jamb |  | 9829856.25 | 49149281.25 | 818.2607 | 31915.1177 | 2.796%
|  |  | Hardwares |  | 3845068.0357 | 19225340.1786 | 320.0727 | 12483.9871 | 1.094%
|  |  | Metal Works |  | 6047449.7929 | 30237248.9643 | 503.4042 | 19634.5772 | 1.72%
|  |  | Painting Works |  | 11887263.7027 | 59436318.5134 | 989.5243 | 38595.012 | 3.382%
|  |  | Aluminum Glass & Glazing Works |  | 10242215.5215 | 51211077.6074 | 852.5865 | 33253.9465 | 2.914%
|  |  | Cabinetry |  | 1375000 | 6875000 | 114.4583 | 4464.2857 | 0.3912%
|  |  | Specialties |  | 231757.377 | 1158786.8852 | 19.292 | 752.459 | 0.06593%
|  |  | Plumbing Fixtures |  | 3677298.24 | 18386491.2 | 306.1071 | 11939.28 | 1.046%
|  | MEPFS WORKS |  |  | 74191905.247 | 370959526.2349 | 6175.9116 | 240882.8092 | 21.11%
|  |  | Mechanical |  | 5659009.4035 | 28295047.0173 | 471.0695 | 18373.4072 | 1.61%
|  |  | Electrical |  | 23582675.3101 | 117913376.5505 | 1963.0783 | 76567.1276 | 6.709%
|  |  | Auxiliary |  | 6417759.5687 | 32088797.8436 | 534.2297 | 20836.8817 | 1.826%
|  |  | Plumbing |  | 22786293.7333 | 113931468.6667 | 1896.7856 | 73981.4732 | 6.482%
|  |  | Fire Protection |  | 9314381.5114 | 46571907.5568 | 775.3514 | 30241.4984 | 2.65%
|  |  | Allied Services |  | 6431785.72 | 32158928.6 | 535.3972 | 20882.4212 | 1.83%
|  | SITE DEVELOPMENT |  |  | By Others | By Others | By Others | By Others | 0%
| GRAND TOTAL (VAT Ex) |  |  |  | 351522209.4061 | 1757611047.0307 | 29261.5492 | 1141305.8747 | 100%
|  | CONTINGENCY |  | 2% | 5497331.5433 | 27486657.7164 | 457.611 | 17848.479
FINANCIAL COST
|  | OVERHEAD |  | 5% | 17576110.4703 | 87880552.3515 | 1463.0775 | 57065.2937
|  | PROJECT MARK-UP |  | 42.39% | 149004348.5803 | 745021742.9014 | 12403.4782 | 483780.3525
| BID PRICE (VAT Ex) |  |  |  | 523600000 | 2618000000 | 43585.7159 | 1700000
TAXES
| BID PRICE (VAT In) |  |  |  | 523600000 | 2618000000 | 43585.7159 | 1700000
| Reviewed and Agreed by: |  |  |  | Approved by:
| MARK ANTHONY GOLES |  |  |  | FREDERICK TAN
| Commercial and Contracts Head |  |  |  | Chief Operating Officer