## BCB Breakdown
[26 empty] | 0 | 0 | 0 | 0 | 0,;!0,;!0,;!0 | #N/A | #N/A
BUDGETARY COST BREAKDOWN
Bid Price Proposal with Bid Summary, BCB and Built-Up Rates
Project: |  | STREVI RESIDENCES - (1 Parking , 15-Typical Floors & RD) |  |  |  | CFA (m2) : | 18641.6 | per Bldg |  |  |  |  | Start Date:
Location: |  | Brgy. Salinas 1, Bacoor, Cavite |  |  |  | Unit Area (m2): | 27 | per unit |  |  |  |  | Finish Date:
Package: |  | Complete Design & Build of CSA and MEPF Works |  |  |  | # of Units : | 510 | per Bldg |  |  |  |  | New Finish Date:
[6 empty] | # of Bldgs : | 4 | [5 empty] | New Finish Date:
[9 empty] | 1.2202 | [10 empty] | 'Library'!AX5:BC776
|  |  | ITEM |  |  | Quantity | UoM | Material Rate | Material Cost | Labor Rate | Labor Cost | Services Rate | Services Cost | Total Cost | % WT | Cost Per CFA | Cost Per Unit | REMARKS |  | #N/A | [5 empty] | 0 | 3 | 4 | 5
|  |  | GRAND TOTAL |  |  | 1 | lot | 1127105576.5403 | 1127105576.5403 | 311992687.2738 | 311992687.2738 | 419925253.6564 | 419925253.6564 | 1859023517.4704 | 100% | 99724.4613 | 3645144.1519 |  |  | #REF! | L0# | L0 | L3 | L4 | L5 | L0 | L3 | L4 | L5 | L0,L3,L4,L5 | UoM | Desc
1.0 | GENERAL REQUIREMENTS |  |  |  |  | 1 | lot | 58227699.5688 | 58227699.5688 | 79689140.2369 | 79689140.2369 | 139413671.5196 | 139413671.5196 | 277330511.3253 | 14.92% | 14876.9693 | 543785.3163 |  |  | #REF! | [5 empty] | #REF! | 0 | 0 | 0 | #REF! | #REF! | #REF!
|  | Mobilization/Demobilization |  |  |  | 1 | lot | 837483.654 | 837483.654 | 0 | 0 | 451356.6579 | 451356.6579 | 1288840.3119 | 0.06933% | 69.1379 | 2527.1379 | [8 empty] | 0 | 0 | 0 | 0 | 0,;!0,;!0,;!0 | #N/A | #N/A
|  |  | Clearing and grubbing |  |  | 1 | lot | 536691.8628 | 536691.8628 | 0 | 0 | 0 | 0 | 536691.8628 | 0.02887% | 28.79 | 1052.337 | [8 empty] | 0 | 0 | 0 | 0 | 0,;!0,;!0,;!0 | #N/A | #N/A
|  |  | Site Surveys, Layout and Stake-out |  |  | 1 | lot | 300791.7912 | 300791.7912 | 0 | 0 | 0 | 0 | 300791.7912 | 0.01618% | 16.1355 | 589.7878 | [8 empty] | 0 | 0 | 0 | 0 | 0,;!0,;!0,;!0 | #N/A | #N/A
|  |  | Demobilization |  |  | 1 | lot | 0 | 0 | 0 | 0 | 451356.6579 | 451356.6579 | 451356.6579 | 0.02428% | 24.2123 | 885.0131 | [8 empty] | 0 | 0 | 0 | 0 | 0,;!0,;!0,;!0 | #N/A | #N/A
|  | Temp. Facil. - Site Devt., Offices & Utilities |  |  |  | 1 | lot | 0 | 0 | 0 | 0 | 23919690.8861 | 23919690.8861 | 23919690.8861 | 1.287% | 1283.1351 | 46901.3547 | [8 empty] | 0 | 0 | 0 | 0 | 0,;!0,;!0,;!0 | #N/A | #N/A
|  |  | Office |  |  | 1 | lot | 0 | 0 | 0 | 0 | 9152962.2704 | 9152962.2704 | 9152962.2704 | 0.4924% | 490.9966 | 17946.9848 | [8 empty] | 0 | 0 | 0 | 0 | 0,;!0,;!0,;!0 | #N/A | #N/A
|  |  | Barracks |  |  | 1 | lot | 0 | 0 | 0 | 0 | 3135828.9883 | 3135828.9883 | 3135828.9883 | 0.1687% | 168.2167 | 6148.6843 | [8 empty] | 0 | 0 | 0 | 0 | 0,;!0,;!0,;!0 | #N/A | #N/A
|  |  | Staging |  |  | 1 | lot | 0 | 0 | 0 | 0 | 8437262.4782 | 8437262.4782 | 8437262.4782 | 0.4539% | 452.604 | 16543.6519 | [8 empty] | 0 | 0 | 0 | 0 | 0,;!0,;!0,;!0 | #N/A | #N/A
|  |  | Toilet & Utilities |  |  | 1 | lot | 0 | 0 | 0 | 0 | 3193637.1493 | 3193637.1493 | 3193637.1493 | 0.1718% | 171.3178 | 6262.0336 | [8 empty] | 0 | 0 | 0 | 0 | 0,;!0,;!0,;!0 | #N/A | #N/A
|  | Temp. Facil. - Utilities installed in Bldg |  |  |  | 1 | lot | 5732518.5298 | 5732518.5298 | 0 | 0 | 0 | 0 | 5732518.5298 | 0.3084% | 307.5122 | 11240.2324 | [8 empty] | 0 | 0 | 0 | 0 | 0,;!0,;!0,;!0 | #N/A | #N/A
|  |  | Temp. Main Panel Board |  |  | 1 | lot | 1960448.9245 | 1960448.9245 | 0 | 0 | 0 | 0 | 1960448.9245 | 0.1055% | 105.1653 | 3844.0175 | [8 empty] | 0 | 0 | 0 | 0 | 0,;!0,;!0,;!0 | #N/A | #N/A
|  |  | Lighting Fixtures |  |  | 1 | lot | 3665145.9031 | 3665145.9031 | 0 | 0 | 0 | 0 | 3665145.9031 | 0.1972% | 196.6111 | 7186.5606 | [8 empty] | 0 | 0 | 0 | 0 | 0,;!0,;!0,;!0 | #N/A | #N/A
|  |  | Temp. Sewer Line |  |  | 1 | lot | 106923.7022 | 106923.7022 | 0 | 0 | 0 | 0 | 106923.7022 | 0.005752% | 5.7358 | 209.6543 | [8 empty] | 0 | 0 | 0 | 0 | 0,;!0,;!0,;!0 | #N/A | #N/A
|  | Office Equip & Supplies |  |  |  | 1 | lot | 3968163.6952 | 3968163.6952 | 0 | 0 | 0 | 0 | 3968163.6952 | 0.2135% | 212.866 | 7780.7131 | [8 empty] | 0 | 0 | 0 | 0 | 0,;!0,;!0,;!0 | #N/A | #N/A
|  |  | Office Equipment |  |  | 1 | lot | 1745437.4629 | 1745437.4629 | 0 | 0 | 0 | 0 | 1745437.4629 | 0.09389% | 93.6313 | 3422.4264 | [8 empty] | 0 | 0 | 0 | 0 | 0,;!0,;!0,;!0 | #N/A | #N/A
|  |  | Office Furnitures |  |  | 1 | lot | 205990.1515 | 205990.1515 | 0 | 0 | 0 | 0 | 205990.1515 | 0.01108% | 11.05 | 403.9023 | [8 empty] | 0 | 0 | 0 | 0 | 0,;!0,;!0,;!0 | #N/A | #N/A
|  |  | Office Consumables |  |  | 1 | lot | 532912.2049 | 532912.2049 | 0 | 0 | 0 | 0 | 532912.2049 | 0.02867% | 28.5873 | 1044.9259 | [8 empty] | 0 | 0 | 0 | 0 | 0,;!0,;!0,;!0 | #N/A | #N/A
|  |  | Others (Software License) |  |  | 1 | lot | 1483823.8759 | 1483823.8759 | 0 | 0 | 0 | 0 | 1483823.8759 | 0.07982% | 79.5975 | 2909.4586 | [8 empty] | 0 | 0 | 0 | 0 | 0,;!0,;!0,;!0 | #N/A | #N/A
|  | Site Management Organization (HR) (No. of Staffs) |  |  |  | 1 | lot | 0 | 0 | 56196719.0723 | 56196719.0723 | 0 | 0 | 56196719.0723 | 3.023% | 3014.5867 | 110189.6452 | [8 empty] | 0 | 0 | 0 | 0 | 0,;!0,;!0,;!0 | #N/A | #N/A
|  |  | Site Management Organization (HR) (No. of Staffs) |  |  | 1 | mos | 0 | 0 | 56196719.0723 | 56196719.0723 | 0 | 0 | 56196719.0723 | 3.023% | 3014.5867 | 110189.6452 | [8 empty] | 0 | 0 | 0 | 0 | 0,;!0,;!0,;!0 | #N/A | #N/A
|  | Support Crew -Admin workers |  |  |  | 1 | lot | 0 | 0 | 10931681.6491 | 10931681.6491 | 0 | 0 | 10931681.6491 | 0.588% | 586.4133 | 21434.6699 | [8 empty] | 0 | 0 | 0 | 0 | 0,;!0,;!0,;!0 | #N/A | #N/A
|  |  | House Keeping |  |  | 1 | lot | 0 | 0 | 5294482.6169 | 5294482.6169 | 0 | 0 | 5294482.6169 | 0.2848% | 284.0144 | 10381.3385 | [8 empty] | 0 | 0 | 0 | 0 | 0,;!0,;!0,;!0 | #N/A | #N/A
|  |  | Maintenance Crew |  |  | 1 | lot | 0 | 0 | 5637199.0323 | 5637199.0323 | 0 | 0 | 5637199.0323 | 0.3032% | 302.3989 | 11053.3314 | [8 empty] | 0 | 0 | 0 | 0 | 0,;!0,;!0,;!0 | #N/A | #N/A
|  | Utilities (Power/ Water/ Comm) |  |  |  | 1 | mos | 0 | 0 | 0 | 0 | 8377732.8253 | 8377732.8253 | 8377732.8253 | 0.4507% | 449.4106 | 16426.9271 | [8 empty] | 0 | 0 | 0 | 0 | 0,;!0,;!0,;!0 | #N/A | #N/A
|  |  | Power |  |  | 1 | lot | 0 | 0 | 0 | 0 | 5208593.2967 | 5208593.2967 | 5208593.2967 | 0.2802% | 279.407 | 10212.928 | [8 empty] | 0 | 0 | 0 | 0 | 0,;!0,;!0,;!0 | #N/A | #N/A
|  |  | Water |  |  | 1 | lot | 0 | 0 | 0 | 0 | 1173039.8143 | 1173039.8143 | 1173039.8143 | 0.0631% | 62.9259 | 2300.0781 | [8 empty] | 0 | 0 | 0 | 0 | 0,;!0,;!0,;!0 | #N/A | #N/A
|  |  | Communication |  |  | 1 | lot | 0 | 0 | 0 | 0 | 1786099.7143 | 1786099.7143 | 1786099.7143 | 0.09608% | 95.8126 | 3502.1563 | [8 empty] | 0 | 0 | 0 | 0 | 0,;!0,;!0,;!0 | #N/A | #N/A
|  |  | Utilities Miscellaneous |  |  | 1 | lot | 0 | 0 | 0 | 0 | 210000 | 210000 | 210000 | 0.0113% | 11.2651 | 411.7647 | [8 empty] | 0 | 0 | 0 | 0 | 0,;!0,;!0,;!0 | #N/A | #N/A
|  | Security Services |  |  |  | 1 | lot | 0 | 0 | 8420887.7465 | 8420887.7465 | 0 | 0 | 8420887.7465 | 0.453% | 451.7256 | 16511.5446 | [8 empty] | 0 | 0 | 0 | 0 | 0,;!0,;!0,;!0 | #N/A | #N/A
|  |  | Security Guard |  |  | 1 | lot | 0 | 0 | 8420887.7465 | 8420887.7465 | 0 | 0 | 8420887.7465 | 0.453% | 451.7256 | 16511.5446 | [8 empty] | 0 | 0 | 0 | 0 | 0,;!0,;!0,;!0 | #N/A | #N/A
|  | Housekeeping & Sanitation Services |  |  |  | 1 | lot | 0 | 0 | 3771124.502 | 3771124.502 | 0 | 0 | 3771124.502 | 0.2029% | 202.2962 | 7394.3618 | [8 empty] | 0 | 0 | 0 | 0 | 0,;!0,;!0,;!0 | #N/A | #N/A
|  |  | Fogging / Misting / Pest Control |  |  | 1 | lot | 0 | 0 | 464252.5624 | 464252.5624 | 0 | 0 | 464252.5624 | 0.02497% | 24.9041 | 910.2991 | [8 empty] | 0 | 0 | 0 | 0 | 0,;!0,;!0,;!0 | #N/A | #N/A
|  |  | Garbage Disposal |  |  | 1 | lot | 0 | 0 | 2321262.812 | 2321262.812 | 0 | 0 | 2321262.812 | 0.1249% | 124.5206 | 4551.4957 | [8 empty] | 0 | 0 | 0 | 0 | 0,;!0,;!0,;!0 | #N/A | #N/A
|  |  | Siphoning |  |  | 1 | lot | 0 | 0 | 519962.8699 | 519962.8699 | 0 | 0 | 519962.8699 | 0.02797% | 27.8926 | 1019.535 | [8 empty] | 0 | 0 | 0 | 0 | 0,;!0,;!0,;!0 | #N/A | #N/A
|  |  | Cleaning Consumables |  |  | 1 | lot | 0 | 0 | 465646.2577 | 465646.2577 | 0 | 0 | 465646.2577 | 0.02505% | 24.9789 | 913.0319 | [8 empty] | 0 | 0 | 0 | 0 | 0,;!0,;!0,;!0 | #N/A | #N/A
|  | Support Equipment |  |  |  | 1 | lot | 15107660.9371 | 15107660.9371 | 368727.267 | 368727.267 | 67066636.1557 | 67066636.1557 | 82543024.3599 | 4.44% | 4427.8938 | 161849.0674 | [8 empty] | 0 | 0 | 0 | 0 | 0,;!0,;!0,;!0 | #N/A | #N/A
|  |  | Vertical Equipment |  |  | 1 | lot | 3267731.5429 | 3267731.5429 | 368727.267 | 368727.267 | 39939798.96 | 39939798.96 | 43576257.7699 | 2.344% | 2337.5814 | 85443.6427 | [8 empty] | 0 | 0 | 0 | 0 | 0,;!0,;!0,;!0 | #N/A | #N/A
|  |  | Concrete Pumps |  |  | 1 | lot | 1980901.9857 | 1980901.9857 | 0 | 0 | 0 | 0 | 1980901.9857 | 0.1066% | 106.2624 | 3884.1215 | [8 empty] | 0 | 0 | 0 | 0 | 0,;!0,;!0,;!0 | #N/A | #N/A
|  |  | Light Equipment |  |  | 1 | lot | 9859027.4086 | 9859027.4086 | 0 | 0 | 7563900 | 7563900 | 17422927.4086 | 0.9372% | 934.6262 | 34162.6028 | [8 empty] | 0 | 0 | 0 | 0 | 0,;!0,;!0,;!0 | #N/A | #N/A
|  |  | Transport Truck |  |  | 1 | lot | 0 | 0 | 0 | 0 | 8868000 | 8868000 | 8868000 | 0.477% | 475.7102 | 17388.2353 | [8 empty] | 0 | 0 | 0 | 0 | 0,;!0,;!0,;!0 | #N/A | #N/A
|  |  | Earthmoving |  |  | 1 | lot | 0 | 0 | 0 | 0 | 4395289.02 | 4395289.02 | 4395289.02 | 0.2364% | 235.7785 | 8618.2138 | [8 empty] | 0 | 0 | 0 | 0 | 0,;!0,;!0,;!0 | #N/A | #N/A
|  |  | Mobile Crane |  |  | 1 | lot | 0 | 0 | 0 | 0 | 2873933.89 | 2873933.89 | 2873933.89 | 0.1546% | 154.1678 | 5635.1645 | [8 empty] | 0 | 0 | 0 | 0 | 0,;!0,;!0,;!0 | #N/A | #N/A
|  |  | Service Vehicles |  |  | 1 | lot | 0 | 0 | 0 | 0 | 3425714.2857 | 3425714.2857 | 3425714.2857 | 0.1843% | 183.7672 | 6717.0868 | [8 empty] | 0 | 0 | 0 | 0 | 0,;!0,;!0,;!0 | #N/A | #N/A
|  | Fuel and Oil |  |  |  | 1 | lot | 6613995 | 6613995 | 0 | 0 | 0 | 0 | 6613995 | 0.3558% | 354.7976 | 12968.6176 | [8 empty] | 0 | 0 | 0 | 0 | 0,;!0,;!0,;!0 | #N/A | #N/A
|  |  | Diesel |  |  | 95855 | li | 69 | 6613995 | 0 | 0 | 0 | 0 | 6613995 | 0.3558% | 354.7976 | 12968.6176 | [8 empty] | 0 | 0 | 0 | 0 | 0,;!0,;!0,;!0 | #N/A | #N/A
|  | Safety Provisions, Safety Measures and First Aid Support |  |  |  | 1 | lot | 24027044.1237 | 24027044.1237 | 0 | 0 | 0 | 0 | 24027044.1237 | 1.292% | 1288.8939 | 47111.8512 | [8 empty] | 0 | 0 | 0 | 0 | 0,;!0,;!0,;!0 | #N/A | #N/A
|  |  | Falsework |  |  | 1 | lot | 22762316.1705 | 22762316.1705 | 0 | 0 | 0 | 0 | 22762316.1705 | 1.224% | 1221.0495 | 44631.9925 | [8 empty] | 0 | 0 | 0 | 0 | 0,;!0,;!0,;!0 | #N/A | #N/A
|  |  | Personal Protective Equipment and First Aid Support |  |  | 1 | lot | 1264727.9532 | 1264727.9532 | 0 | 0 | 0 | 0 | 1264727.9532 | 0.06803% | 67.8444 | 2479.8587 | [8 empty] | 0 | 0 | 0 | 0 | 0,;!0,;!0,;!0 | #N/A | #N/A
|  | Drawing Services |  |  |  | 1 | lot | 0 | 0 | 0 | 0 | 29155334.7071 | 29155334.7071 | 29155334.7071 | 1.568% | 1563.9932 | 57167.323 | [8 empty] | 0 | 0 | 0 | 0 | 0,;!0,;!0,;!0 | #N/A | #N/A
|  | Bonds, Insurances & Permits |  |  |  | 1 | lot | 0 | 0 | 0 | 0 | 10016416.1835 | 10016416.1835 | 10016416.1835 | 0.5388% | 537.3153 | 19640.0317 | [8 empty] | 0 | 0 | 0 | 0 | 0,;!0,;!0,;!0 | #N/A | #N/A
|  |  | CARI |  |  | 1 | lot | 0 | 0 | 0 | 0 | 7584242.4892 | 7584242.4892 | 7584242.4892 | 0.408% | 406.845 | 14871.0637 | [8 empty] | 0 | 0 | 0 | 0 | 0,;!0,;!0,;!0 | #N/A | #N/A
|  |  | Design Liability Insurance (Professional Liability) |  |  | 1 | lot | 0 | 0 | 0 | 0 | 192857.1429 | 192857.1429 | 192857.1429 | 0.01037% | 10.3455 | 378.1513 | [8 empty] | 0 | 0 | 0 | 0 | 0,;!0,;!0,;!0 | #N/A | #N/A
|  |  | Permit to Install of the Equipment (Tower Crane / Passenger and Material Hoist/ Gondola / Placing Boom etc.) |  |  | 1 | lot | 0 | 0 | 0 | 0 | 142857.1429 | 142857.1429 | 142857.1429 | 0.007685% | 7.6634 | 280.112 | [8 empty] | 0 | 0 | 0 | 0 | 0,;!0,;!0,;!0 | #N/A | #N/A
|  |  | Genset permit to install |  |  | 1 | lot | 0 | 0 | 0 | 0 | 35714.2857 | 35714.2857 | 35714.2857 | 0.001921% | 1.9158 | 70.028 | [8 empty] | 0 | 0 | 0 | 0 | 0,;!0,;!0,;!0 | #N/A | #N/A
|  |  | Barangay Representation Expense |  |  | 1 | lot | 0 | 0 | 0 | 0 | 987857.1429 | 987857.1429 | 987857.1429 | 0.05314% | 52.9921 | 1936.9748 | [8 empty] | 0 | 0 | 0 | 0 | 0,;!0,;!0,;!0 | #N/A | #N/A
|  |  | Municipal Representation Expense |  |  | 1 | lot | 0 | 0 | 0 | 0 | 401785.7143 | 401785.7143 | 401785.7143 | 0.02161% | 21.5532 | 787.8151 | [8 empty] | 0 | 0 | 0 | 0 | 0,;!0,;!0,;!0 | #N/A | #N/A
|  |  | Truck Ban Exemption |  |  | 1 | lot | 0 | 0 | 0 | 0 | 581816.5514 | 581816.5514 | 581816.5514 | 0.0313% | 31.2107 | 1140.8168 | [8 empty] | 0 | 0 | 0 | 0 | 0,;!0,;!0,;!0 | #N/A | #N/A
|  |  | Safety Permit (Dole Documentations) |  |  | 1 | lot | 0 | 0 | 0 | 0 | 89285.7143 | 89285.7143 | 89285.7143 | 0.004803% | 4.7896 | 175.07 | [8 empty] | 0 | 0 | 0 | 0 | 0,;!0,;!0,;!0 | #N/A | #N/A
|  | Material Testing |  |  |  | 1 | lot | 0 | 0 | 0 | 0 | 426504.104 | 426504.104 | 426504.104 | 0.02294% | 22.8792 | 836.2826 | [8 empty] | 0 | 0 | 0 | 0 | 0,;!0,;!0,;!0 | #N/A | #N/A
|  |  | Rebar Testing |  |  | 1 | lot | 0 | 0 | 0 | 0 | 210755.6216 | 210755.6216 | 210755.6216 | 0.01134% | 11.3057 | 413.2463 | [8 empty] | 0 | 0 | 0 | 0 | 0,;!0,;!0,;!0 | #N/A | #N/A
|  |  | Field Density Test |  |  | 1 | lot | 0 | 0 | 0 | 0 | 62287.2188 | 62287.2188 | 62287.2188 | 0.003351% | 3.3413 | 122.1318 | [8 empty] | 0 | 0 | 0 | 0 | 0,;!0,;!0,;!0 | #N/A | #N/A
|  |  | AAC Testing |  |  | 1 | lot | 0 | 0 | 0 | 0 | 153461.2637 | 153461.2637 | 153461.2637 | 0.008255% | 8.2322 | 300.9044 | [8 empty] | 0 | 0 | 0 | 0 | 0,;!0,;!0,;!0 | #N/A | #N/A
|  | Project, Owner and Consultant Details |  |  |  | 1 | lot | 1940833.6289 | 1940833.6289 | 0 | 0 | 0 | 0 | 1940833.6289 | 0.1044% | 104.113 | 3805.5561 | [8 empty] | 0 | 0 | 0 | 0 | 0,;!0,;!0,;!0 | #N/A | #N/A
|  |  | Project Representations |  |  | 1 | lot | 1263798.6421 | 1263798.6421 | 0 | 0 | 0 | 0 | 1263798.6421 | 0.06798% | 67.7945 | 2478.0366 | [8 empty] | 0 | 0 | 0 | 0 | 0,;!0,;!0,;!0 | #N/A | #N/A
|  |  | First Concrete Pouring |  |  | 1 | lot | 315949.6605 | 315949.6605 | 0 | 0 | 0 | 0 | 315949.6605 | 0.017% | 16.9486 | 619.5091 | [8 empty] | 0 | 0 | 0 | 0 | 0,;!0,;!0,;!0 | #N/A | #N/A
|  |  | Safe Manhour |  |  | 1 | lot | 361085.3263 | 361085.3263 | 0 | 0 | 0 | 0 | 361085.3263 | 0.01942% | 19.3699 | 708.0104 | [8 empty] | 0 | 0 | 0 | 0 | 0,;!0,;!0,;!0 | #N/A | #N/A
2.0 | STRUCTURAL |  |  |  |  | 1 | lot | 661897941.5787 | 661897941.5787 | 66692049.3979 | 66692049.3979 | 978021 | 978021 | 729568011.9767 | 39.24% | 39136.5554 | 1430525.5137 | [8 empty] | 0 | 0 | 0 | 0 | 0,;!0,;!0,;!0 | #N/A | #N/A
|  | Siteworks |  |  |  | 1 | lot | 11745277.1429 | 11745277.1429 | 17243592 | 17243592 | 978021 | 978021 | 29966890.1429 | 1.612% | 1607.5278 | 58758.6081 | [8 empty] | 0 | 0 | 0 | 0 | 0,;!0,;!0,;!0 | #N/A | #N/A
|  |  | Excavation Works |  |  | 22632 | m3 | 0 | 0 | 323.55 | 7322583.6 | 0 | 0 | 7322583.6 | 0.3939% | 392.8088 | 14358.0071 | [8 empty] | 0 | 0 | 0 | 0 | 0,;!0,;!0,;!0 | #N/A | #N/A
|  |  | Backfilling and Compaction (Engineered Fill) |  |  | 27826.16 | m3 | 392.8571 | 10931705.7143 | 312.5 | 8695675 | 0 | 0 | 19627380.7143 | 1.056% | 1052.8807 | 38485.0602 | [8 empty] | 0 | 0 | 0 | 0 | 0,;!0,;!0,;!0 | #N/A | #N/A
|  |  | Gravel Bedding |  |  | 536 | m3 | 1517.8571 | 813571.4286 | 295.525 | 158401.4 | 0 | 0 | 971972.8286 | 0.05228% | 52.14 | 1905.8291 | [8 empty] | 0 | 0 | 0 | 0 | 0,;!0,;!0,;!0 | #N/A | #N/A
|  |  | Trimming Works |  |  | 9483.84 | m2 | 0 | 0 | 112.5 | 1066932 | 0 | 0 | 1066932 | 0.05739% | 57.2339 | 2092.0235 | [8 empty] | 0 | 0 | 0 | 0 | 0,;!0,;!0,;!0 | #N/A | #N/A
|  |  | Soil Poisoning |  |  | 9483.84 | m2 | 0 | 0 | 0 | 0 | 103.125 | 978021 | 978021 | 0.05261% | 52.4644 | 1917.6882 | [8 empty] | 0 | 0 | 0 | 0 | 0,;!0,;!0,;!0 | #N/A | #N/A
|  | Rebar (Grade 80) |  |  |  | 1 | lot | 86884750.1914 | 86884750.1914 | 8740503.2857 | 8740503.2857 | 0 | 0 | 95625253.4771 | 5.144% | 5129.6699 | 187500.497 | [8 empty] | 0 | 0 | 0 | 0 | 0,;!0,;!0,;!0 | #N/A | #N/A
|  |  | Mat Footing |  |  | 442164.4 | kgs | 35.1518 | 15542868.2393 | 4.0179 | 1776553.3929 | 0 | 0 | 17319421.6321 | 0.9316% | 929.0738 | 33959.6503 | [8 empty] | 0 | 0 | 0 | 0 | 0,;!0,;!0,;!0 | #N/A | #N/A
|  |  | RC Wall (Domestic Tank) |  |  | 8303.6 | kgs | 35.1518 | 291886.3679 | 4.0179 | 33362.6786 | 0 | 0 | 325249.0464 | 0.0175% | 17.4475 | 637.7432 | [8 empty] | 0 | 0 | 0 | 0 | 0,;!0,;!0,;!0 | #N/A | #N/A
|  |  | Footing Tie Girder |  |  | 43147.64 | kgs | 35.1518 | 1516716.5954 | 4.0179 | 173361.0536 | 0 | 0 | 1690077.6489 | 0.09091% | 90.6616 | 3313.8777 | [8 empty] | 0 | 0 | 0 | 0 | 0,;!0,;!0,;!0 | #N/A | #N/A
|  |  | Slab on Grade |  |  | 30615.68 | kgs | 35.1518 | 1076195.8229 | 4.0179 | 123009.4286 | 0 | 0 | 1199205.2514 | 0.06451% | 64.3295 | 2351.3828 | [8 empty] | 0 | 0 | 0 | 0 | 0,;!0,;!0,;!0 | #N/A | #N/A
|  |  | Shearwall |  |  | 529082.32 | kgs | 35.1518 | 18598188.3379 | 4.0179 | 2125777.1786 | 0 | 0 | 20723965.5164 | 1.115% | 1111.7053 | 40635.2265 | [8 empty] | 0 | 0 | 0 | 0 | 0,;!0,;!0,;!0 | #N/A | #N/A
|  |  | Gravity Wall |  |  | 9531.2 | kgs | 35.1518 | 335038.7 | 4.0179 | 38295 | 0 | 0 | 373333.7 | 0.02008% | 20.0269 | 732.0269 | [8 empty] | 0 | 0 | 0 | 0 | 0,;!0,;!0,;!0 | #N/A | #N/A
|  |  | Beams and Girders |  |  | 74484.92 | kgs | 35.1518 | 2618277.9468 | 4.0179 | 299269.7679 | 0 | 0 | 2917547.7146 | 0.1569% | 156.5074 | 5720.6818 | [8 empty] | 0 | 0 | 0 | 0 | 0,;!0,;!0,;!0 | #N/A | #N/A
|  |  | Suspended Slab |  |  | 52012.52 | kgs | 35.1518 | 1828332.9575 | 4.0179 | 208978.875 | 0 | 0 | 2037311.8325 | 0.1096% | 109.2885 | 3994.7291 | [8 empty] | 0 | 0 | 0 | 0 | 0,;!0,;!0,;!0 | #N/A | #N/A
|  |  | Flat Slab |  |  | 824699.84 | kgs | 35.1518 | 28989672.0543 | 4.0179 | 3313526.1429 | 0 | 0 | 32303198.1971 | 1.738% | 1732.8555 | 63339.6043 | [8 empty] | 0 | 0 | 0 | 0 | 0,;!0,;!0,;!0 | #N/A | #N/A
|  |  | Column |  |  | 1513.92 | kgs | 35.1518 | 53216.9914 | 4.0179 | 6082.7143 | 0 | 0 | 59299.7057 | 0.00319% | 3.181 | 116.2739 | [8 empty] | 0 | 0 | 0 | 0 | 0,;!0,;!0,;!0 | #N/A | #N/A
|  |  | Elevator Pit Wall |  |  | 1547 | kgs | 35.1518 | 54379.8125 | 4.0179 | 6215.625 | 0 | 0 | 60595.4375 | 0.00326% | 3.2505 | 118.8146 | [8 empty] | 0 | 0 | 0 | 0 | 0,;!0,;!0,;!0 | #N/A | #N/A
|  |  | Rebar Consumables |  |  | 2017103.04 | kgs | 2 | 4034206.08 | 0 | 0 | 0 | 0 | 4034206.08 | 0.217% | 216.4088 | 7910.208 | [8 empty] | 0 | 0 | 0 | 0 | 0,;!0,;!0,;!0 | #N/A | #N/A
|  |  | Rebar Coupler. 25mmØ |  |  | 9760 | pcs | 632.1429 | 6169714.2857 | 44.6429 | 435714.2857 | 0 | 0 | 6605428.5714 | 0.3553% | 354.3381 | 12951.8207 | [8 empty] | 0 | 0 | 0 | 0 | 0,;!0,;!0,;!0 | #N/A | #N/A
|  |  | SS Mortar |  |  | 2244 | bags | 2574 | 5776056 | 89.2857 | 200357.1429 | 0 | 0 | 5976413.1429 | 0.3215% | 320.5955 | 11718.4571 | [8 empty] | 0 | 0 | 0 | 0 | 0,;!0,;!0,;!0 | #N/A | #N/A
|  | Formworks |  |  |  | 1 | lot | 17476185.1429 | 17476185.1429 | 6643064.2857 | 6643064.2857 | 0 | 0 | 24119249.4286 | 1.297% | 1293.8401 | 47292.6459 | [8 empty] | 0 | 0 | 0 | 0 | 0,;!0,;!0,;!0 | #N/A | #N/A
|  |  | Mat Footing |  |  | 2435.2 | m2 | 200 | 487040 | 178.5714 | 434857.1429 | 0 | 0 | 921897.1429 | 0.04959% | 49.4538 | 1807.6415 | [8 empty] | 0 | 0 | 0 | 0 | 0,;!0,;!0,;!0 | #N/A | #N/A
|  |  | RC Wall (Domestic Tank) |  |  | 545.28 | m2 | 200 | 109056 | 178.5714 | 97371.4286 | 0 | 0 | 206427.4286 | 0.0111% | 11.0735 | 404.7597 | [8 empty] | 0 | 0 | 0 | 0 | 0,;!0,;!0,;!0 | #N/A | #N/A
|  |  | Footing Tie Girder |  |  | 1889.36 | m2 | 200 | 377872 | 178.5714 | 337385.7143 | 0 | 0 | 715257.7143 | 0.03847% | 38.3689 | 1402.4661 | [8 empty] | 0 | 0 | 0 | 0 | 0,;!0,;!0,;!0 | #N/A | #N/A
|  |  | Slab on Grade |  |  | 109.56 | m2 | 400 | 43824 | 0 | 0 | 0 | 0 | 43824 | 0.002357% | 2.3509 | 85.9294 | [8 empty] | 0 | 0 | 0 | 0 | 0,;!0,;!0,;!0 | #N/A | #N/A
|  |  | Shearwall |  |  | 24758.04 | m2 | 200 | 4951608 | 178.5714 | 4421078.5714 | 0 | 0 | 9372686.5714 | 0.5042% | 502.7834 | 18377.8168 | [8 empty] | 0 | 0 | 0 | 0 | 0,;!0,;!0,;!0 | #N/A | #N/A
|  |  | Gravity Wall |  |  | 2215.96 | m2 | 200 | 443192 | 178.5714 | 395707.1429 | 0 | 0 | 838899.1429 | 0.04513% | 45.0015 | 1644.9003 | [8 empty] | 0 | 0 | 0 | 0 | 0,;!0,;!0,;!0 | #N/A | #N/A
|  |  | Beams and Girders |  |  | 1949.88 | m2 | 400 | 779952 | 178.5714 | 348192.8571 | 0 | 0 | 1128144.8571 | 0.06068% | 60.5176 | 2212.0487 | [8 empty] | 0 | 0 | 0 | 0 | 0,;!0,;!0,;!0 | #N/A | #N/A
|  |  | Suspended Slab |  |  | 3196.24 | m2 | 200 | 639248 | 178.5714 | 570757.1429 | 0 | 0 | 1210005.1429 | 0.06509% | 64.9089 | 2372.5591 | [8 empty] | 0 | 0 | 0 | 0 | 0,;!0,;!0,;!0 | #N/A | #N/A
|  |  | Column |  |  | 154.08 | m2 | 200 | 30816 | 178.5714 | 27514.2857 | 0 | 0 | 58330.2857 | 0.003138% | 3.129 | 114.3731 | [8 empty] | 0 | 0 | 0 | 0 | 0,;!0,;!0,;!0 | #N/A | #N/A
|  |  | Elevator Pit Wall |  |  | 57.12 | m2 | 200 | 11424 | 178.5714 | 10200 | 0 | 0 | 21624 | 0.001163% | 1.16 | 42.4 | [8 empty] | 0 | 0 | 0 | 0 | 0,;!0,;!0,;!0 | #N/A | #N/A
|  |  | Formworks Consumables |  |  | 37310.72 | m2 | 107.1429 | 3997577.1429 | 0 | 0 | 0 | 0 | 3997577.1429 | 0.215% | 214.4439 | 7838.3866 | [8 empty] | 0 | 0 | 0 | 0 | 0,;!0,;!0,;!0 | #N/A | #N/A
|  |  | PC Half Slab Propping |  |  | 112091.52 | m2 | 50 | 5604576 | 0 | 0 | 0 | 0 | 5604576 | 0.3015% | 300.6489 | 10989.3647 | [8 empty] | 0 | 0 | 0 | 0 | 0,;!0,;!0,;!0 | #N/A | #N/A
|  | Concrete |  |  |  | 1 | lot | 101268935.0757 | 101268935.0757 | 4845768.0357 | 4845768.0357 | 0 | 0 | 106114703.1114 | 5.708% | 5692.3603 | 208068.0453 | [8 empty] | 0 | 0 | 0 | 0 | 0,;!0,;!0,;!0 | #N/A | #N/A
|  |  | Mat Footing. 6000 psi, 28 days, PCD |  |  | 5655 | m3 | 4940 | 27935700 | 178.5714 | 1009821.4286 | 0 | 0 | 28945521.4286 | 1.557% | 1552.738 | 56755.9244 | [8 empty] | 0 | 0 | 0 | 0 | 0,;!0,;!0,;!0 | #N/A | #N/A
|  |  | RC Wall (Domestic Tank). 6000 psi, 28 days, PCD |  |  | 54.048 | m3 | 4940 | 266997.12 | 178.5714 | 9651.4286 | 0 | 0 | 276648.5486 | 0.01488% | 14.8404 | 542.4481 | [8 empty] | 0 | 0 | 0 | 0 | 0,;!0,;!0,;!0 | #N/A | #N/A
|  |  | Footing Tie Girder. 6000 psi, 28 days, PCD |  |  | 283.4 | m3 | 4940 | 1399996 | 178.5714 | 50607.1429 | 0 | 0 | 1450603.1429 | 0.07803% | 77.8154 | 2844.3199 | [8 empty] | 0 | 0 | 0 | 0 | 0,;!0,;!0,;!0 | #N/A | #N/A
|  |  | Slab on Grade. 3000 psi, 28 days, PCD |  |  | 697.68 | m3 | 4200 | 2930256 | 178.5714 | 124585.7143 | 0 | 0 | 3054841.7143 | 0.1643% | 163.8723 | 5989.8857 | [8 empty] | 0 | 0 | 0 | 0 | 0,;!0,;!0,;!0 | #N/A | #N/A
|  |  | Shearwall. 8000 psi, 28 days, PCD |  |  | 3976 | m3 | 5179 | 20591704 | 178.5714 | 710000 | 0 | 0 | 21301704 | 1.146% | 1142.6972 | 41768.0471 | [8 empty] | 0 | 0 | 0 | 0 | 0,;!0,;!0,;!0 | #N/A | #N/A
|  |  | Gravity Wall. 6000 psi, 28 days, PCD |  |  | 156 | m3 | 4940 | 770640 | 178.5714 | 27857.1429 | 0 | 0 | 798497.1429 | 0.04295% | 42.8342 | 1565.6807 | [8 empty] | 0 | 0 | 0 | 0 | 0,;!0,;!0,;!0 | #N/A | #N/A
|  |  | Beams and Girders. 6000 psi, 28 days, PCD |  |  | 1504 | m3 | 4940 | 7429760 | 178.5714 | 268571.4286 | 0 | 0 | 7698331.4286 | 0.4141% | 412.9652 | 15094.7675 | [8 empty] | 0 | 0 | 0 | 0 | 0,;!0,;!0,;!0 | #N/A | #N/A
|  |  | Suspended Slab. 6000 psi, 28 days, PCD |  |  | 478.56 | m3 | 4940 | 2364086.4 | 178.5714 | 85457.1429 | 0 | 0 | 2449543.5429 | 0.1318% | 131.402 | 4803.0266 | [8 empty] | 0 | 0 | 0 | 0 | 0,;!0,;!0,;!0 | #N/A | #N/A
|  |  | Flat Slab. 6000 psi, 28 days, PCD |  |  | 7157.661 | m3 | 4940 | 35358845.34 | 178.5714 | 1278153.75 | 0 | 0 | 36636999.09 | 1.971% | 1965.3355 | 71837.2531 | [8 empty] | 0 | 0 | 0 | 0 | 0,;!0,;!0,;!0 | #N/A | #N/A
|  |  | Column. 6000 psi, 28 days, PCD |  |  | 7.704 | m3 | 4940 | 38057.76 | 178.5714 | 1375.7143 | 0 | 0 | 39433.4743 | 0.002121% | 2.1153 | 77.3205 | [8 empty] | 0 | 0 | 0 | 0 | 0,;!0,;!0,;!0 | #N/A | #N/A
|  |  | Elevator Pit Wall. 6000 psi, 28 days, PCD |  |  | 8.568 | m3 | 4940 | 42325.92 | 178.5714 | 1530 | 0 | 0 | 43855.92 | 0.002359% | 2.3526 | 85.992 | [8 empty] | 0 | 0 | 0 | 0 | 0,;!0,;!0,;!0 | #N/A | #N/A
|  |  | Concrete Consumables |  |  | 19978.621 | m3 | 107.1429 | 2140566.5357 | 0 | 0 | 0 | 0 | 2140566.5357 | 0.1151% | 114.8274 | 4197.1893 | [8 empty] | 0 | 0 | 0 | 0 | 0,;!0,;!0,;!0 | #N/A | #N/A
|  |  | Concrete Pump Setup. Rental |  |  | 7157.68 | m3 | 0 | 0 | 178.5714 | 1278157.1429 | 0 | 0 | 1278157.1429 | 0.06875% | 68.5648 | 2506.1905 | [8 empty] | 0 | 0 | 0 | 0 | 0,;!0,;!0,;!0 | #N/A | #N/A
|  | Structural Precast Works |  |  |  | 1 | lot | 304807986.8244 | 304807986.8244 | 11402065.0794 | 11402065.0794 | 0 | 0 | 316210051.9038 | 17.01% | 16962.6026 | 620019.7096 | [8 empty] | 0 | 0 | 0 | 0 | 0,;!0,;!0,;!0 | #N/A | #N/A
|  |  | PC Shearwall Flat Panel 200mm thk. 8000psi. 28 days. Rebar Rate: 142.15kg/cum. Gr 75 |  |  | 2002.44 | m3 | 26639 | 53342999.16 | 178.5714 | 357578.5714 | 0 | 0 | 53700577.7314 | 2.889% | 2880.685 | 105295.2505 | [8 empty] | 0 | 0 | 0 | 0 | 0,;!0,;!0,;!0 | #N/A | #N/A
|  |  | PC Shearwall Flat Panel 175mm thk. 8000psi. 28 days. Rebar Rate: 78.72kg/cum. Gr 75 |  |  | 672.92 | m3 | 23705 | 15951568.6 | 178.5714 | 120164.2857 | 0 | 0 | 16071732.8857 | 0.8645% | 862.1434 | 31513.2017 | [8 empty] | 0 | 0 | 0 | 0 | 0,;!0,;!0,;!0 | #N/A | #N/A
|  |  | PC Shearwall Flat Panel 150mm thk. 8000psi. 28 days. Rebar Rate: 62.44kg/cum. Gr 75 |  |  | 494.4 | m3 | 23321 | 11529902.4 | 178.5714 | 88285.7143 | 0 | 0 | 11618188.1143 | 0.625% | 623.2399 | 22780.761 | [8 empty] | 0 | 0 | 0 | 0 | 0,;!0,;!0,;!0 | #N/A | #N/A
|  |  | PC Gravity Wall Flat Panel 200mm thk. 6000psi. 28 days. Rebar Rate: 56.46kg/cum. Gr 75 |  |  | 1158.68 | m3 | 22279 | 25814231.72 | 178.5714 | 206907.1429 | 0 | 0 | 26021138.8629 | 1.4% | 1395.864 | 51021.8409 | [8 empty] | 0 | 0 | 0 | 0 | 0,;!0,;!0,;!0 | #N/A | #N/A
|  |  | PC Gravity Wall Flat Panel 120mm thk. 6000psi. 28 days. Rebar Rate: 47.30kg/cum. Gr 75 |  |  | 1067.48 | m3 | 22186 | 23683111.28 | 178.5714 | 190621.4286 | 0 | 0 | 23873732.7086 | 1.284% | 1280.6697 | 46811.2406 | [8 empty] | 0 | 0 | 0 | 0 | 0,;!0,;!0,;!0 | #N/A | #N/A
|  |  | PC Gravity Wall Flat Panel 100mm thk. 6000psi. 28 days. Rebar Rate: 63.19kg/cum. Gr 75 |  |  | 698.24 | m3 | 22962 | 16032986.88 | 178.5714 | 124685.7143 | 0 | 0 | 16157672.5943 | 0.8691% | 866.7535 | 31681.711 | [8 empty] | 0 | 0 | 0 | 0 | 0,;!0,;!0,;!0 | #N/A | #N/A
|  |  | PC Half Slab. 70mm thk. 6000psi. 28 days with and w/o Bondbeam, Rebar Rate: 8.69kg/sqm. Gr 75 |  |  | 67964 | m2 | 2063 | 140209732 | 150 | 10194600 | 0 | 0 | 150404332 | 8.091% | 8068.2094 | 294910.4549 | [8 empty] | 0 | 0 | 0 | 0 | 0,;!0,;!0,;!0 | #N/A | #N/A
|  |  | PC Stair Flight with groove nosing 6000psi. 28 days. Rebar Rate: 114.0kg/cum. Gr 60 |  |  | 210.2222 | m3 | 29531 | 6208072.4444 | 250 | 52555.5556 | 0 | 0 | 6260628 | 0.3368% | 335.8418 | 12275.7412 | [8 empty] | 0 | 0 | 0 | 0 | 0,;!0,;!0,;!0 | #N/A | #N/A
|  |  | PC Stair Landing 6000 psi. 28 dyas. Rebar Rate: 194.0kg/cum. Gr 60 |  |  | 266.6667 | m3 | 32613 | 8696800 | 250 | 66666.6667 | 0 | 0 | 8763466.6667 | 0.4714% | 470.1027 | 17183.268 | [8 empty] | 0 | 0 | 0 | 0 | 0,;!0,;!0,;!0 | #N/A | #N/A
|  |  | Precast Consumables |  |  | 111286.078 | m2 | 30 | 3338582.34 | 0 | 0 | 0 | 0 | 3338582.34 | 0.1796% | 179.0931 | 6546.2399 | [8 empty] | 0 | 0 | 0 | 0 | 0,;!0,;!0,;!0 | #N/A | #N/A
|  | Architectural Precast Works |  |  |  | 1 | lot | 139714807.2014 | 139714807.2014 | 17817056.7114 | 17817056.7114 | 0 | 0 | 157531863.9129 | 8.474% | 8450.5549 | 308886.0077 | [8 empty] | 0 | 0 | 0 | 0 | 0,;!0,;!0,;!0 | #N/A | #N/A
|  |  | PC Exterior Wall. Precast. 120mm thk |  |  | 18103.64 | m2 | 2770 | 50147082.8 | 178.5714 | 3232792.8571 | 0 | 0 | 53379875.6571 | 2.871% | 2863.4814 | 104666.4229 | [8 empty] | 0 | 0 | 0 | 0 | 0,;!0,;!0,;!0 | #N/A | #N/A
|  |  | PC Exterior/Interior Wall. Precast. 150mm thk |  |  | 540.6 | m2 | 3200 | 1729920 | 178.5714 | 96535.7143 | 0 | 0 | 1826455.7143 | 0.09825% | 97.9774 | 3581.2857 | [8 empty] | 0 | 0 | 0 | 0 | 0,;!0,;!0,;!0 | #N/A | #N/A
|  |  | PC Interior Wall. Precast. 100mm thk |  |  | 17226.2 | m2 | 2128 | 36657353.6 | 178.5714 | 3076107.1429 | 0 | 0 | 39733460.7429 | 2.137% | 2131.4405 | 77908.7466 | [8 empty] | 0 | 0 | 0 | 0 | 0,;!0,;!0,;!0 | #N/A | #N/A
|  |  | AAC Walls 100mm thk. T&B and Pipe Chase |  |  | 24348.78 | m2 | 2037.108 | 49601095.4443 | 313 | 7621168.14 | 0 | 0 | 57222263.5843 | 3.078% | 3069.6004 | 112200.5168 | [8 empty] | 0 | 0 | 0 | 0 | 0,;!0,;!0,;!0 | #N/A | #N/A
|  |  | Skimcoating. AAC Walls. T&B and Pipe Chase |  |  | 35377.56 | m2 | 44.6429 | 1579355.3571 | 107.1429 | 3790452.8571 | 0 | 0 | 5369808.2143 | 0.2889% | 288.0551 | 10529.0357 | [8 empty] | 0 | 0 | 0 | 0 | 0,;!0,;!0,;!0 | #N/A | #N/A
3.0 | ARCHITECTURAL |  |  |  |  | 1 | lot | 136630002.9367 | 136630002.9367 | 82574984.2223 | 82574984.2223 | 218030593.3781 | 218030593.3781 | 437235580.537 | 23.52% | 23454.8312 | 857324.6677 | [8 empty] | 0 | 0 | 0 | 0 | 0,;!0,;!0,;!0 | #N/A | #N/A
|  | Masonry |  |  |  | 1 | lot | 31185541.0748 | 31185541.0748 | 52216332.0794 | 52216332.0794 | 1454914.1929 | 1454914.1929 | 84856787.347 | 4.565% | 4552.012 | 166385.8575 | [8 empty] | 0 | 0 | 0 | 0 | 0,;!0,;!0,;!0 | #N/A | #N/A
|  |  | Interior Wall. Lightweight Panel. 100mm thk |  |  | 648 | m2 | 1607.1429 | 1041428.5714 | 580.3571 | 376071.4286 | 0 | 0 | 1417500 | 0.07625% | 76.0396 | 2779.4118 | [8 empty] | 0 | 0 | 0 | 0 | 0,;!0,;!0,;!0 | #N/A | #N/A
|  |  | Sealant Works. Exterior Wall / Exterior side of Bldg |  |  | 18914.68 | lm | 86.3095 | 1632517.0238 | 80.3571 | 1519929.6429 | 0 | 0 | 3152446.6667 | 0.1696% | 169.1082 | 6181.268 | [8 empty] | 0 | 0 | 0 | 0 | 0,;!0,;!0,;!0 | #N/A | #N/A
|  |  | Sealant Works. PC Interior Wall |  |  | 121864.56 | lm | 86.3095 | 10518072.1429 | 80.3571 | 9792687.8571 | 0 | 0 | 20310760 | 1.093% | 1089.5395 | 39825.0196 | [8 empty] | 0 | 0 | 0 | 0 | 0,;!0,;!0,;!0 | #N/A | #N/A
|  |  | Sealant Works. Door Sealant (3 Corner sides) |  |  | 45391.2 | lm | 86.3095 | 3917692.8571 | 80.3571 | 3647507.1429 | 0 | 0 | 7565200 | 0.4069% | 405.8235 | 14833.7255 | [8 empty] | 0 | 0 | 0 | 0 | 0,;!0,;!0,;!0 | #N/A | #N/A
|  |  | Skimcoating Works. Exterior Walls |  |  | 32502.2 | m2 | 44.6429 | 1450991.0714 | 107.1429 | 3482378.5714 | 0 | 0 | 4933369.6429 | 0.2654% | 264.643 | 9673.2738 | [8 empty] | 0 | 0 | 0 | 0 | 0,;!0,;!0,;!0 | #N/A | #N/A
|  |  | Skimcoating Works. Interior Walls |  |  | 210381.8427 | m2 | 44.6429 | 9392046.5509 | 107.1429 | 22540911.7223 | 0 | 0 | 31932958.2732 | 1.718% | 1712.9945 | 62613.6437 | [8 empty] | 0 | 0 | 0 | 0 | 0,;!0,;!0,;!0 | #N/A | #N/A
|  |  | Skimcoating Works. Slab Soffit |  |  | 63952.56 | m2 | 44.6429 | 2855025 | 107.1429 | 6852060 | 0 | 0 | 9707085 | 0.5222% | 520.7217 | 19033.5 | [8 empty] | 0 | 0 | 0 | 0 | 0,;!0,;!0,;!0 | #N/A | #N/A
|  |  | Plain Cement Straight to Finish. WF-04 |  |  | 5483.6776 | m2 | 0 | 0 | 0 | 0 | 75.8929 | 416171.9607 | 416171.9607 | 0.02239% | 22.3249 | 816.0235 | [8 empty] | 0 | 0 | 0 | 0 | 0,;!0,;!0,;!0 | #N/A | #N/A
|  |  | Plain Cement Concrete Finish with Waterproofing. FF-02 |  |  | 61.236 | m2 | 0 | 0 | 0 | 0 | 236.6071 | 14488.875 | 14488.875 | 0.0007794% | 0.77723 | 28.4096 | [8 empty] | 0 | 0 | 0 | 0 | 0,;!0,;!0,;!0 | #N/A | #N/A
|  |  | Straight to Finish. FF-03 |  |  | 8447.76 | m2 | 0 | 0 | 0 | 0 | 75.8929 | 641124.6429 | 641124.6429 | 0.03449% | 34.3921 | 1257.1071 | [8 empty] | 0 | 0 | 0 | 0 | 0,;!0,;!0,;!0 | #N/A | #N/A
|  |  | Smooth Straight to Finish. FF-06 |  |  | 4767.824 | m2 | 0 | 0 | 0 | 0 | 80.3571 | 383128.7143 | 383128.7143 | 0.02061% | 20.5524 | 751.2328 | [8 empty] | 0 | 0 | 0 | 0 | 0,;!0,;!0,;!0 | #N/A | #N/A
|  |  | Concrete Rough Finish |  |  | 65100 | m2 | 0 | 0 | 58.0357 | 3778125 | 0 | 0 | 3778125 | 0.2032% | 202.6717 | 7408.0882 | [8 empty] | 0 | 0 | 0 | 0 | 0,;!0,;!0,;!0 | #N/A | #N/A
|  |  | Masonry Concrete. Cast in Place Items. Concrete Zocalo |  |  | 1692.4 | lm | 223.2143 | 377767.8571 | 133.9286 | 226660.7143 | 0 | 0 | 604428.5714 | 0.03251% | 32.4236 | 1185.1541 | [8 empty] | 0 | 0 | 0 | 0 | 0,;!0,;!0,;!0 | #N/A | #N/A
|  | Stoneworks |  |  |  | 1 | lot | 1092857.1429 | 1092857.1429 | 58285.7143 | 58285.7143 | 0 | 0 | 1151142.8571 | 0.06192% | 61.7513 | 2257.1429 | [8 empty] | 0 | 0 | 0 | 0 | 0,;!0,;!0,;!0 | #N/A | #N/A
|  |  | Granite Stone. Door Threshold. 18mm thk |  |  | 1632 | lm | 669.6429 | 1092857.1429 | 35.7143 | 58285.7143 | 0 | 0 | 1151142.8571 | 0.06192% | 61.7513 | 2257.1429 | [8 empty] | 0 | 0 | 0 | 0 | 0,;!0,;!0,;!0 | #N/A | #N/A
|  | Tiling Works |  |  |  | 1 | lot | 38394957.8095 | 38394957.8095 | 21649491.4286 | 21649491.4286 | 0 | 0 | 60044449.2381 | 3.23% | 3220.9923 | 117734.2142 | [8 empty] | 0 | 0 | 0 | 0 | 0,;!0,;!0,;!0 | #N/A | #N/A
|  |  | Ceramic Floor Tiles. 600mm x 600mm. Matte Finish |  |  | 54273.28 | m2 | 461.3095 | 25036780.9524 | 294.6429 | 15991234.2857 | 0 | 0 | 41028015.2381 | 2.207% | 2200.8849 | 80447.0887 | [8 empty] | 0 | 0 | 0 | 0 | 0,;!0,;!0,;!0 | #N/A | #N/A
|  |  | Ceramic Floor Tiles. 300mm x 600mm. Non-slip Matte Finish |  |  | 4948.8 | m2 | 337.3214 | 1669336.2857 | 250 | 1237200 | 0 | 0 | 2906536.2857 | 0.1563% | 155.9167 | 5699.0908 | [8 empty] | 0 | 0 | 0 | 0 | 0,;!0,;!0,;!0 | #N/A | #N/A
|  |  | Ceramic Wall Tiles. 300mm x 600mm. Matte Finish |  |  | 15004.8 | m2 | 337.3214 | 5061440.5714 | 294.6429 | 4421057.1429 | 0 | 0 | 9482497.7143 | 0.5101% | 508.674 | 18593.1328 | [8 empty] | 0 | 0 | 0 | 0 | 0,;!0,;!0,;!0 | #N/A | #N/A
|  |  | Tileworks Consumables |  |  | 74226.88 | m2 | 89.2857 | 6627400 | 0 | 0 | 0 | 0 | 6627400 | 0.3565% | 355.5167 | 12994.902 | [8 empty] | 0 | 0 | 0 | 0 | 0,;!0,;!0,;!0 | #N/A | #N/A
|  | Drywall & Ceiling |  |  |  | 1 | lot | 0 | 0 | 0 | 0 | 14614483.9286 | 14614483.9286 | 14614483.9286 | 0.7861% | 783.9715 | 28655.8508 | [8 empty] | 0 | 0 | 0 | 0 | 0,;!0,;!0,;!0 | #N/A | #N/A
|  |  | Drywall Partition. 12mm thk Gypsum Board on Metal Furring |  |  | 0 | m2 | 0 | 0 | 0 | 0 | 0 | 0 | 0 | 0% | 0 | 0 | By Tenant | [7 empty] | 0 | 0 | 0 | 0 | 0,;!0,;!0,;!0 | #N/A | #N/A
|  |  | Bulkhead. 12mm thk Gypsum Board on Metal Frames |  |  | 13981.2 | m2 | 0 | 0 | 0 | 0 | 500 | 6990600 | 6990600 | 0.376% | 375 | 13707.0588 | [8 empty] | 0 | 0 | 0 | 0 | 0,;!0,;!0,;!0 | #N/A | #N/A
|  |  | Toilet Ledge. 12mm thk Ficem Board on Metal Frames |  |  | 2846.25 | set/s | 0 | 0 | 0 | 0 | 2678.5714 | 7623883.9286 | 7623883.9286 | 0.4101% | 408.9715 | 14948.792 | [8 empty] | 0 | 0 | 0 | 0 | 0,;!0,;!0,;!0 | #N/A | #N/A
|  | Thermal & Moisture Protection |  |  |  | 1 | lot | 0 | 0 | 0 | 0 | 6930266.1148 | 6930266.1148 | 6930266.1148 | 0.3728% | 371.7635 | 13588.7571 | [8 empty] | 0 | 0 | 0 | 0 | 0,;!0,;!0,;!0 | #N/A | #N/A
|  |  | Flexible Cementitious Waterproofing |  |  | 9024 | m2 | 0 | 0 | 0 | 0 | 225 | 2030400 | 2030400 | 0.1092% | 108.9177 | 3981.1765 | [8 empty] | 0 | 0 | 0 | 0 | 0,;!0,;!0,;!0 | #N/A | #N/A
|  |  | Polyurethane Waterproofing. Exposed Type |  |  | 5470.36 | m2 | 0 | 0 | 0 | 0 | 803.5714 | 4395825 | 4395825 | 0.2365% | 235.8073 | 8619.2647 | [8 empty] | 0 | 0 | 0 | 0 | 0,;!0,;!0,;!0 | #N/A | #N/A
|  |  | Integral Waterproofing. Hydrophobic Pore- blocking Ingredient |  |  | 328.88 | m3 | 0 | 0 | 0 | 0 | 750 | 246660 | 246660 | 0.01327% | 13.2317 | 483.6471 | [8 empty] | 0 | 0 | 0 | 0 | 0,;!0,;!0,;!0 | #N/A | #N/A
|  |  | Polyethylene Sheet. Vapor Barrier |  |  | 4594.68 | m2 | 0 | 0 | 0 | 0 | 15.11 | 69425.6148 | 69425.6148 | 0.003735% | 3.7242 | 136.1287 | [8 empty] | 0 | 0 | 0 | 0 | 0,;!0,;!0,;!0 | #N/A | #N/A
|  |  | Epoxy Tank Lining (Food Grade) |  |  | 302.24 | lm | 0 | 0 | 0 | 0 | 312.5 | 94450 | 94450 | 0.005081% | 5.0666 | 185.1961 | [8 empty] | 0 | 0 | 0 | 0 | 0,;!0,;!0,;!0 | #N/A | #N/A
|  |  | Bentonite Strip Water Stopper |  |  | 302.24 | lm | 0 | 0 | 0 | 0 | 309.375 | 93505.5 | 93505.5 | 0.00503% | 5.016 | 183.3441 | [8 empty] | 0 | 0 | 0 | 0 | 0,;!0,;!0,;!0 | #N/A | #N/A
|  | Doors and Jamb |  |  |  | 1 | lot | 28222952.381 | 28222952.381 | 7221428.5714 | 7221428.5714 | 2126785.7143 | 2126785.7143 | 37571166.6667 | 2.021% | 2015.4475 | 73668.9542 | [8 empty] | 0 | 0 | 0 | 0 | 0,;!0,;!0,;!0 | #N/A | #N/A
|  |  | Unit Main Door. HDF Semi-Solid Core Swing Door. 900mmW x 2100mmH. D1 |  |  | 2040 | set/s | 10714.2857 | 21857142.8571 | 2008.9286 | 4098214.2857 | 0 | 0 | 25955357.1429 | 1.396% | 1392.3353 | 50892.8571 | [8 empty] | 0 | 0 | 0 | 0 | 0,;!0,;!0,;!0 | #N/A | #N/A
|  |  | Unit T&B Door. PVC Door with Louver. 700mmW x 2100mmH. D2 |  |  | 2040 | set/s | 1650 | 3366000 | 1339.2857 | 2732142.8571 | 0 | 0 | 6098142.8571 | 0.328% | 327.1255 | 11957.1429 | [8 empty] | 0 | 0 | 0 | 0 | 0,;!0,;!0,;!0 | #N/A | #N/A
|  |  | Fire Exit Door. Fire Rated Galvanized Steel Door. 900mmW x 2100mmH. D3 |  |  | 136 | set/s | 8973.2143 | 1220357.1429 | 1339.2857 | 182142.8571 | 0 | 0 | 1402500 | 0.07544% | 75.235 | 2750 | [8 empty] | 0 | 0 | 0 | 0 | 0,;!0,;!0,;!0 | #N/A | #N/A
|  |  | FCC/Storage Door. Galvanized Steel Door. 900mmW x 2100mmH. D4 |  |  | 8 | set/s | 11345.9821 | 90767.8571 | 1339.2857 | 10714.2857 | 0 | 0 | 101482.1429 | 0.005459% | 5.4439 | 198.9846 | [8 empty] | 0 | 0 | 0 | 0 | 0,;!0,;!0,;!0 | #N/A | #N/A
|  |  | Roof Deck Elev Lobby. Galvanized Double Steel Swing Door. 1800mmW x 2100mmH. D4A |  |  | 4 | set/s | 18943.4524 | 75773.8095 | 1785.7143 | 7142.8571 | 0 | 0 | 82916.6667 | 0.00446% | 4.4479 | 162.5817 | [8 empty] | 0 | 0 | 0 | 0 | 0,;!0,;!0,;!0 | #N/A | #N/A
|  |  | Utility Room Door. Galvanized Steel Door, Full Louvered Inverted Z Louver Blade. 900mmW x 2100mmH. D5 |  |  | 132 | set/s | 10406.25 | 1373625 | 1339.2857 | 176785.7143 | 0 | 0 | 1550410.7143 | 0.0834% | 83.1694 | 3040.021 | [8 empty] | 0 | 0 | 0 | 0 | 0,;!0,;!0,;!0 | #N/A | #N/A
|  |  | Genset/TVR Door. Galvanized Steel Door, Full Louvered Storm Louver. 3000mmW x 2100mmH. D6 |  |  | 8 | set/s | 29910.7143 | 239285.7143 | 1785.7143 | 14285.7143 | 0 | 0 | 253571.4286 | 0.01364% | 13.6024 | 497.1989 | [8 empty] | 0 | 0 | 0 | 0 | 0,;!0,;!0,;!0 | #N/A | #N/A
|  |  | Pipe Chase Door. Ficem Board Door. 800mmW x 600mmH. PC1 |  |  | 780 | set/s | 0 | 0 | 0 | 0 | 2232.1429 | 1741071.4286 | 1741071.4286 | 0.09366% | 93.3971 | 3413.8655 | [8 empty] | 0 | 0 | 0 | 0 | 0,;!0,;!0,;!0 | #N/A | #N/A
|  |  | Pipe Chase Door. Ficem Board Door. 680mmW x 600mmH. PC2 |  |  | 240 | set/s | 0 | 0 | 0 | 0 | 1607.1429 | 385714.2857 | 385714.2857 | 0.02075% | 20.6911 | 756.3025 | [8 empty] | 0 | 0 | 0 | 0 | 0,;!0,;!0,;!0 | #N/A | #N/A
|  | Hardwares |  |  |  | 1 | lot | 11237378.9286 | 11237378.9286 | 1429446.4286 | 1429446.4286 | 0 | 0 | 12666825.3571 | 0.6814% | 679.4924 | 24836.9125 | [8 empty] | 0 | 0 | 0 | 0 | 0,;!0,;!0,;!0 | #N/A | #N/A
|  |  | Hinges. 3-4"x4"x3mm x 4BB S/S Hinges |  |  | 2192 | set/s | 178.5714 | 391428.5714 | 46.875 | 102750 | 0 | 0 | 494178.5714 | 0.02658% | 26.5095 | 968.9776 | [8 empty] | 0 | 0 | 0 | 0 | 0,;!0,;!0,;!0 | #N/A | #N/A
|  |  | Hinges. Piano Hinge |  |  | 1800 | set/s | 178.5714 | 321428.5714 | 46.875 | 84375 | 0 | 0 | 405803.5714 | 0.02183% | 21.7687 | 795.6933 | [8 empty] | 0 | 0 | 0 | 0 | 0,;!0,;!0,;!0 | #N/A | #N/A
|  |  | Rim Fire Exit Device |  |  | 136 | set/s | 3526.7857 | 479642.8571 | 133.9286 | 18214.2857 | 0 | 0 | 497857.1429 | 0.02678% | 26.7068 | 976.1905 | [8 empty] | 0 | 0 | 0 | 0 | 0,;!0,;!0,;!0 | #N/A | #N/A
|  |  | Tri Pack Door Closer |  |  | 136 | set/s | 2071.4286 | 281714.2857 | 133.9286 | 18214.2857 | 0 | 0 | 299928.5714 | 0.01613% | 16.0892 | 588.0952 | [8 empty] | 0 | 0 | 0 | 0 | 0,;!0,;!0,;!0 | #N/A | #N/A
|  |  | Lockset. Flush Type Door Handle Lockset |  |  | 148 | set/s | 1236.875 | 183057.5 | 133.9286 | 19821.4286 | 0 | 0 | 202878.9286 | 0.01091% | 10.8831 | 397.8018 | [8 empty] | 0 | 0 | 0 | 0 | 0,;!0,;!0,;!0 | #N/A | #N/A
|  |  | Lockset. Cylindrical Lever Lockset, Storeroom Function, Grade 2, Satin Chrome Finish |  |  | 8 | set/s | 464.2857 | 3714.2857 | 133.9286 | 1071.4286 | 0 | 0 | 4785.7143 | 0.0002574% | 0.25672 | 9.3838 | [8 empty] | 0 | 0 | 0 | 0 | 0,;!0,;!0,;!0 | #N/A | #N/A
|  |  | Lockset. Cylindrical Lever Lockset, Entrance Function, Grade 2, Satin Chrome Finish |  |  | 8 | set/s | 464.2857 | 3714.2857 | 133.9286 | 1071.4286 | 0 | 0 | 4785.7143 | 0.0002574% | 0.25672 | 9.3838 | [8 empty] | 0 | 0 | 0 | 0 | 0,;!0,;!0,;!0 | #N/A | #N/A
|  |  | Lockset. Lever Type Lockset, Entrance Function Grade 2, UL Listed Satin Chrome Finish |  |  | 2040 | set/s | 464.2857 | 947142.8571 | 133.9286 | 273214.2857 | 0 | 0 | 1220357.1429 | 0.06565% | 65.4642 | 2392.8571 | [8 empty] | 0 | 0 | 0 | 0 | 0,;!0,;!0,;!0 | #N/A | #N/A
|  |  | Concealed Door Closer |  |  | 2040 | set/s | 2651.7857 | 5409642.8571 | 178.5714 | 364285.7143 | 0 | 0 | 5773928.5714 | 0.3106% | 309.7335 | 11321.4286 | [8 empty] | 0 | 0 | 0 | 0 | 0,;!0,;!0,;!0 | #N/A | #N/A
|  |  | Privacy Function, Thumbturn Inside , Emergency Quick Release Outside, Cylindrical Lever Lockset, Grade 2 |  |  | 2040 | set/s | 1160.7143 | 2367857.1429 | 133.9286 | 273214.2857 | 0 | 0 | 2641071.4286 | 0.1421% | 141.6762 | 5178.5714 | [8 empty] | 0 | 0 | 0 | 0 | 0,;!0,;!0,;!0 | #N/A | #N/A
|  |  | Camlock (Keyed Type) w/ S.S Automatic Rebound Latch |  |  | 780 | set/s | 267.8571 | 208928.5714 | 133.9286 | 104464.2857 | 0 | 0 | 313392.8571 | 0.01686% | 16.8115 | 614.4958 | [8 empty] | 0 | 0 | 0 | 0 | 0,;!0,;!0,;!0 | #N/A | #N/A
|  |  | Camlock (Keyed Type) |  |  | 240 | set/s | 196.4286 | 47142.8571 | 133.9286 | 32142.8571 | 0 | 0 | 79285.7143 | 0.004265% | 4.2532 | 155.4622 | [8 empty] | 0 | 0 | 0 | 0 | 0,;!0,;!0,;!0 | #N/A | #N/A
|  |  | S.S Cylindrical Cupboard Knob (Satin Brushed Fin.) |  |  | 1020 | set/s | 580.3571 | 591964.2857 | 133.9286 | 136607.1429 | 0 | 0 | 728571.4286 | 0.03919% | 39.0831 | 1428.5714 | [8 empty] | 0 | 0 | 0 | 0 | 0,;!0,;!0,;!0 | #N/A | #N/A
|  | Metal Works |  |  |  | 1 | lot | 0 | 0 | 0 | 0 | 51560223.6457 | 51560223.6457 | 51560223.6457 | 2.774% | 2765.869 | 101098.4777 | [8 empty] | 0 | 0 | 0 | 0 | 0,;!0,;!0,;!0 | #N/A | #N/A
|  |  | Railings. Floor Mounted. 38 mm dia. G.I Pipe Handrail, 25mm dia Solid Round Bar Diagonal Support, 25mm dia Flat bar Vertical Support, Painted at Fire Exit |  |  | 1037.28 | lm | 0 | 0 | 0 | 0 | 3223.8393 | 3344024.0143 | 3344024.0143 | 0.1799% | 179.385 | 6556.9098 | [8 empty] | 0 | 0 | 0 | 0 | 0,;!0,;!0,;!0 | #N/A | #N/A
|  |  | Railings. Wall Mounted. 38 mm dia. G.I Pipe Handrail, 25mm dia Solid Round Bar Diagonal Support, 25mm dia Flat bar Vertical Support, Painted at Fire Exit |  |  | 1037.28 | lm | 0 | 0 | 0 | 0 | 3223.8393 | 3344024.0143 | 3344024.0143 | 0.1799% | 179.385 | 6556.9098 | [8 empty] | 0 | 0 | 0 | 0 | 0,;!0,;!0,;!0 | #N/A | #N/A
|  |  | Drying Cage. 4" x 4" Galvanized Mesh with Round Tubular, |  |  | 2040 | set/s | 0 | 0 | 0 | 0 | 15380.3571 | 31375928.5714 | 31375928.5714 | 1.688% | 1683.1135 | 61521.4286 | [8 empty] | 0 | 0 | 0 | 0 | 0,;!0,;!0,;!0 | #N/A | #N/A
|  |  | ACU Metal Ledge. 75mm Thk x 0.6mW x 1.5mL (Drip Pan) |  |  | 2040 | set/s | 0 | 0 | 0 | 0 | 5469.8214 | 11158435.7143 | 11158435.7143 | 0.6002% | 598.5771 | 21879.2857 | [8 empty] | 0 | 0 | 0 | 0 | 0,;!0,;!0,;!0 | #N/A | #N/A
|  |  | Ladder Rung. 20mmØ Stainless Steel Ladder Rung (Type to 2 No.) |  |  | 44 | pcs | 0 | 0 | 0 | 0 | 1792.79 | 78882.76 | 78882.76 | 0.004243% | 4.2315 | 154.6721 | [8 empty] | 0 | 0 | 0 | 0 | 0,;!0,;!0,;!0 | #N/A | #N/A
|  |  | Ladder Rung. 16mmØ Hot Dipped Galvanized Round Bar spaced @ 300mm, Painted |  |  | 40 | pcs | 0 | 0 | 0 | 0 | 1562.5 | 62500 | 62500 | 0.003362% | 3.3527 | 122.549 | [8 empty] | 0 | 0 | 0 | 0 | 0,;!0,;!0,;!0 | #N/A | #N/A
|  |  | Manhole Cover. 600mm x 600mm (Type to 2 No.) |  |  | 4 | pcs | 0 | 0 | 0 | 0 | 13392.8571 | 53571.4286 | 53571.4286 | 0.002882% | 2.8738 | 105.042 | [8 empty] | 0 | 0 | 0 | 0 | 0,;!0,;!0,;!0 | #N/A | #N/A
|  |  | Access Ladder |  |  | 12 | pcs | 0 | 0 | 0 | 0 | 44642.8571 | 535714.2857 | 535714.2857 | 0.02882% | 28.7376 | 1050.4202 | [8 empty] | 0 | 0 | 0 | 0 | 0,;!0,;!0,;!0 | #N/A | #N/A
|  |  | Elevator Separator I-Beam. 100mm x 200mm |  |  | 100 | set/s | 0 | 0 | 0 | 0 | 16071.4286 | 1607142.8571 | 1607142.8571 | 0.08645% | 86.2127 | 3151.2605 | [8 empty] | 0 | 0 | 0 | 0 | 0,;!0,;!0,;!0 | #N/A | #N/A
|  | Painting Works |  |  |  | 1 | lot | 0 | 0 | 0 | 0 | 73817070.7143 | 73817070.7143 | 73817070.7143 | 3.971% | 3959.8034 | 144739.3543 | [8 empty] | 0 | 0 | 0 | 0 | 0,;!0,;!0,;!0 | #N/A | #N/A
|  |  | Exterior Wall Paint. Elastomeric Paint |  |  | 32502.2 | m2 | 0 | 0 | 0 | 0 | 357.1429 | 11607928.5714 | 11607928.5714 | 0.6244% | 622.6895 | 22760.6443 | [8 empty] | 0 | 0 | 0 | 0 | 0,;!0,;!0,;!0 | #N/A | #N/A
|  |  | Interior Wall Paint. Semi-Gloss Latex Paint |  |  | 152792.36 | m2 | 0 | 0 | 0 | 0 | 267.8571 | 40926525 | 40926525 | 2.202% | 2195.4406 | 80248.0882 | [8 empty] | 0 | 0 | 0 | 0 | 0,;!0,;!0,;!0 | #N/A | #N/A
|  |  | Interior Ceiling Paint. Flat Latex Paint |  |  | 63952.56 | m2 | 0 | 0 | 0 | 0 | 267.8571 | 17130150 | 17130150 | 0.9215% | 918.9206 | 33588.5294 | [8 empty] | 0 | 0 | 0 | 0 | 0,;!0,;!0,;!0 | #N/A | #N/A
|  |  | Interior Bulkhead Paint. Semi-Gloss Latex Paint |  |  | 13981.2 | m2 | 0 | 0 | 0 | 0 | 267.8571 | 3744964.2857 | 3744964.2857 | 0.2014% | 200.8929 | 7343.0672 | [8 empty] | 0 | 0 | 0 | 0 | 0,;!0,;!0,;!0 | #N/A | #N/A
|  |  | Epoxy Paint. Epoxy Primer Lacquer Paint Finish at Railings |  |  | 2074.56 | lm | 0 | 0 | 0 | 0 | 196.4286 | 407502.8571 | 407502.8571 | 0.02192% | 21.8599 | 799.0252 | [8 empty] | 0 | 0 | 0 | 0 | 0,;!0,;!0,;!0 | #N/A | #N/A
|  | Aluminum Glass & Glazing Works |  |  |  | 1 | lot | 0 | 0 | 0 | 0 | 36848975.5312 | 36848975.5312 | 36848975.5312 | 1.982% | 1976.7067 | 72252.8932 | [8 empty] | 0 | 0 | 0 | 0 | 0,;!0,;!0,;!0 | #N/A | #N/A
|  |  | Unit Bedroom. Aluminum Framed Fixed and Awning Window. 6-8mm thk Tempered Glass. Powder Coated Finish. 900mmW x 1500mmH. W1 |  |  | 240 | set/s | 0 | 0 | 0 | 0 | 9079.084 | 2178980.1562 | 2178980.1562 | 0.1172% | 116.888 | 4272.5101 | [8 empty] | 0 | 0 | 0 | 0 | 0,;!0,;!0,;!0 | #N/A | #N/A
|  |  | Unit Bedroom. Aluminum Framed Fixed and Awning Window. 6-8mm thk Tempered Glass. Powder Coated Finish. 1600mmW x 1500mmH. W2 |  |  | 2040 | set/s | 0 | 0 | 0 | 0 | 16140.5938 | 32926811.25 | 32926811.25 | 1.771% | 1766.3082 | 64562.375 | [8 empty] | 0 | 0 | 0 | 0 | 0,;!0,;!0,;!0 | #N/A | #N/A
|  |  | Elevator Lobby. Aluminum Framed Fixed Open Awning Window. 6-8mm thk Tempered Glass. Powder Coated Finish. 2700mmW x 1500mmH. W3 |  |  | 64 | set/s | 0 | 0 | 0 | 0 | 27237.252 | 1743184.125 | 1743184.125 | 0.09377% | 93.5104 | 3418.0081 | [8 empty] | 0 | 0 | 0 | 0 | 0,;!0,;!0,;!0 | #N/A | #N/A
|  | Cabinetry |  |  |  | 1 | lot | 0 | 0 | 0 | 0 | 29142857.1429 | 29142857.1429 | 29142857.1429 | 1.568% | 1563.3238 | 57142.8571 | [8 empty] | 0 | 0 | 0 | 0 | 0,;!0,;!0,;!0 | #N/A | #N/A
|  |  | Kitchen Base Cabinet in MFC Board with Concealed Hinge, 12mm thk Natural Granite Countertop and 100 mm high splashboard |  |  | 2040 | set/s | 0 | 0 | 0 | 0 | 14285.7143 | 29142857.1429 | 29142857.1429 | 1.568% | 1563.3238 | 57142.8571 | [8 empty] | 0 | 0 | 0 | 0 | 0,;!0,;!0,;!0 | #N/A | #N/A
|  | Specialties |  |  |  | 1 | lot | 0 | 0 | 0 | 0 | 1535016.3934 | 1535016.3934 | 1535016.3934 | 0.08257% | 82.3436 | 3009.8361 | [8 empty] | 0 | 0 | 0 | 0 | 0,;!0,;!0,;!0 | #N/A | #N/A
|  |  | Room Number. Signages |  |  | 2040 | set/s | 0 | 0 | 0 | 0 | 752.459 | 1535016.3934 | 1535016.3934 | 0.08257% | 82.3436 | 3009.8361 | [8 empty] | 0 | 0 | 0 | 0 | 0,;!0,;!0,;!0 | #N/A | #N/A
|  | Plumbing Fixtures |  |  |  | 1 | lot | 26496315.6 | 26496315.6 | 0 | 0 | 0 | 0 | 26496315.6 | 1.425% | 1421.3542 | 51953.56 | [8 empty] | 0 | 0 | 0 | 0 | 0,;!0,;!0,;!0 | #N/A | #N/A
|  |  | Floor Mounted, Wall Discharge Water Closet with tank, 1 piece (Square-ish design) |  |  | 2040 | set/s | 3571.43 | 7285717.2 | 0 | 0 | 0 | 0 | 7285717.2 | 0.3919% | 390.8311 | 14285.72 | [8 empty] | 0 | 0 | 0 | 0 | 0,;!0,;!0,;!0 | #N/A | #N/A
|  |  | Wall Hung Lavatory (Square-ish design) with complete accessories |  |  | 2040 | set/s | 2232.14 | 4553565.6 | 0 | 0 | 0 | 0 | 4553565.6 | 0.2449% | 244.269 | 8928.56 | [8 empty] | 0 | 0 | 0 | 0 | 0,;!0,;!0,;!0 | #N/A | #N/A
|  |  | Single Lever, Single line Faucet SS satin or Chrome Finish |  |  | 2040 | set/s | 1232.14 | 2513565.6 | 0 | 0 | 0 | 0 | 2513565.6 | 0.1352% | 134.8364 | 4928.56 | [8 empty] | 0 | 0 | 0 | 0 | 0,;!0,;!0,;!0 | #N/A | #N/A
|  |  | Stainless steel, handheld telephone-type shower head with shower bar |  |  | 2040 | set/s | 937.5 | 1912500 | 0 | 0 | 0 | 0 | 1912500 | 0.1029% | 102.5931 | 3750 | [8 empty] | 0 | 0 | 0 | 0 | 0,;!0,;!0,;!0 | #N/A | #N/A
|  |  | Spray Bidet, Stainless Steel Satin or Chrome finish |  |  | 2040 | set/s | 1049.11 | 2140184.4 | 0 | 0 | 0 | 0 | 2140184.4 | 0.1151% | 114.8069 | 4196.44 | [8 empty] | 0 | 0 | 0 | 0 | 0,;!0,;!0,;!0 | #N/A | #N/A
|  |  | Toilet Paper Holder, Stainless Steel Satin or Chrome finish |  |  | 2040 | set/s | 475 | 969000 | 0 | 0 | 0 | 0 | 969000 | 0.05212% | 51.9805 | 1900 | [8 empty] | 0 | 0 | 0 | 0 | 0,;!0,;!0,;!0 | #N/A | #N/A
|  |  | Soapholder, Stainless Steel Satin or Chrome finish |  |  | 2040 | set/s | 366.07 | 746782.8 | 0 | 0 | 0 | 0 | 746782.8 | 0.04017% | 40.06 | 1464.28 | [8 empty] | 0 | 0 | 0 | 0 | 0,;!0,;!0,;!0 | #N/A | #N/A
|  |  | Kitchen Sink w/ Faucet and accessories |  |  | 2040 | set/s | 3125 | 6375000 | 0 | 0 | 0 | 0 | 6375000 | 0.3429% | 341.9771 | 12500 | [8 empty] | 0 | 0 | 0 | 0 | 0,;!0,;!0,;!0 | #N/A | #N/A
4.0 | MECHANICAL |  |  |  |  | 1 | lot | 36431382.0347 | 36431382.0347 | 9539334.1767 | 9539334.1767 | 1643596.1296 | 1643596.1296 | 47614312.341 | 2.561% | 2554.1967 | 93361.3967 | [8 empty] | 0 | 0 | 0 | 0 | 0,;!0,;!0,;!0 | #N/A | #N/A
|  | Air Conditioning |  |  |  | 1 | lot | 290234.88 | 290234.88 | 64000 | 64000 | 0 | 0 | 354234.88 | 0.01905% | 19.0024 | 694.5782 | [8 empty] | 0 | 0 | 0 | 0 | 0,;!0,;!0,;!0 | #N/A | #N/A
|  |  | FCU/ACCU- GF-FCC 1.0TR, 1.5HP, 230V/1PH/60HZ Split Type Wall Mounted |  |  | 4 | set/s | 36279.36 | 145117.44 | 8000 | 32000 | 0 | 0 | 177117.44 | 0.009527% | 9.5012 | 347.2891 | [8 empty] | 0 | 0 | 0 | 0 | 0,;!0,;!0,;!0 | #N/A | #N/A
|  |  | FCU/ACCU- GF-TELCO 1.0TR, 1.5HP, 230V/1PH/60HZ Split Type Wall Mounted |  |  | 4 | set/s | 36279.36 | 145117.44 | 8000 | 32000 | 0 | 0 | 177117.44 | 0.009527% | 9.5012 | 347.2891 | [8 empty] | 0 | 0 | 0 | 0 | 0,;!0,;!0,;!0 | #N/A | #N/A
|  |  | WACU-1, 1.2TR, 1.5HP, 230V/1PH/60HZ Window Type - By Tenant |  |  | 2040 | set/s | 0 | 0 | 0 | 0 | 0 | 0 | 0 | 0% | 0 | 0 | By Tenant | [7 empty] | 0 | 0 | 0 | 0 | 0,;!0,;!0,;!0 | #N/A | #N/A
|  |  | WACU-2, 2.0TR, 2.5HP, 230V/1PH/60HZ Window Type - By Tenant |  |  | 0 | set/s | 0 | 0 | 0 | 0 | 0 | 0 | 0 | 0% | 0 | 0 | By Tenant | [7 empty] | 0 | 0 | 0 | 0 | 0,;!0,;!0,;!0 | #N/A | #N/A
|  | Ventilation Fan |  |  |  | 1 | lot | 6313240 | 6313240 | 1439346 | 1439346 | 0 | 0 | 7752586 | 0.417% | 415.8756 | 15201.149 | [8 empty] | 0 | 0 | 0 | 0 | 0,;!0,;!0,;!0 | #N/A | #N/A
|  |  | TEF-1, 50CFM, 230V/1PH/60HZ, Wall Mounted Ducted |  |  | 2040 | set/s | 1750 | 3570000 | 500 | 1020000 | 0 | 0 | 4590000 | 0.2469% | 246.2235 | 9000 | [8 empty] | 0 | 0 | 0 | 0 | 0,;!0,;!0,;!0 | #N/A | #N/A
|  |  | RH-1, 200CFM, 230V/1PH/60HZ Ducted Rangehood |  |  | 2040 | set/s | 0 | 0 | 0 | 0 | 0 | 0 | 0 | 0% | 0 | 0 | By Tenant | [7 empty] | 0 | 0 | 0 | 0 | 0,;!0,;!0,;!0 | #N/A | #N/A
|  |  | SPF-1/2-DOSW, 16,000CFM, 400V/3PH/60HZ, Centrifugal Floor Mount |  |  | 8 | set/s | 200900 | 1607200 | 30135 | 241080 | 0 | 0 | 1848280 | 0.09942% | 99.1481 | 3624.0784 | [8 empty] | 0 | 0 | 0 | 0 | 0,;!0,;!0,;!0 | #N/A | #N/A
|  |  | EPF-DOEL, 13,100CFM, 400V/3PH/60HZ, Centrifugal Floor Mount |  |  | 4 | set/s | 180810 | 723240 | 27121.5 | 108486 | 0 | 0 | 831726 | 0.04474% | 44.6167 | 1630.8353 | [8 empty] | 0 | 0 | 0 | 0 | 0,;!0,;!0,;!0 | #N/A | #N/A
|  |  | EF-GF-MEE, 250CFM, 230V/1PH/60HZ, Wall Mounted Propeller |  |  | 4 | set/s | 5800 | 23200 | 1500 | 6000 | 0 | 0 | 29200 | 0.001571% | 1.5664 | 57.2549 | [8 empty] | 0 | 0 | 0 | 0 | 0,;!0,;!0,;!0 | #N/A | #N/A
|  |  | EF-GF-MRF, 300CFM, 230V/1PH/60HZ, Wall Mounted Propeller |  |  | 4 | set/s | 5550 | 22200 | 1500 | 6000 | 0 | 0 | 28200 | 0.001517% | 1.5127 | 55.2941 | [8 empty] | 0 | 0 | 0 | 0 | 0,;!0,;!0,;!0 | #N/A | #N/A
|  |  | EF-RD-PASS, 4600CFM, 230V/1PH/60HZ, Wall Mounted Propeller |  |  | 4 | set/s | 51000 | 204000 | 7650 | 30600 | 0 | 0 | 234600 | 0.01262% | 12.5848 | 460 | [8 empty] | 0 | 0 | 0 | 0 | 0,;!0,;!0,;!0 | #N/A | #N/A
|  |  | EF-GEN, 1400CFM, 230V/1PH/60HZ, Wall Mounted Propeller |  |  | 4 | set/s | 9800 | 39200 | 1470 | 5880 | 0 | 0 | 45080 | 0.002425% | 2.4182 | 88.3922 | [8 empty] | 0 | 0 | 0 | 0 | 0,;!0,;!0,;!0 | #N/A | #N/A
|  |  | EF-TVR, 2500CFM, 230V/1PH/60HZ, Wall Mounted Propeller |  |  | 4 | set/s | 25500 | 102000 | 3825 | 15300 | 0 | 0 | 117300 | 0.00631% | 6.2924 | 230 | [8 empty] | 0 | 0 | 0 | 0 | 0,;!0,;!0,;!0 | #N/A | #N/A
|  |  | EF-PMP, 300CFM, 230V/1PH/60HZ, Wall Mounted Propeller |  |  | 4 | set/s | 5550 | 22200 | 1500 | 6000 | 0 | 0 | 28200 | 0.001517% | 1.5127 | 55.2941 | [8 empty] | 0 | 0 | 0 | 0 | 0,;!0,;!0,;!0 | #N/A | #N/A
|  | Refrigerant Pipe Works |  |  |  | 1 | lot | 49092.37 | 49092.37 | 13805.2071 | 13805.2071 | 0 | 0 | 62897.5771 | 0.003383% | 3.374 | 123.3286 | [8 empty] | 0 | 0 | 0 | 0 | 0,;!0,;!0,;!0 | #N/A | #N/A
|  |  | Refrigerant Pipe, fittings and Insulation |  |  | 1 | lot | 35237.8929 | 35237.8929 | 10571.3679 | 10571.3679 | 0 | 0 | 45809.2607 | 0.002464% | 2.4574 | 89.8221 | [8 empty] | 0 | 0 | 0 | 0 | 0,;!0,;!0,;!0 | #N/A | #N/A
|  |  |  | 3/8" Copper Pipe Type L, with fittings/insulation |  | 52 | lm | 368.9839 | 19187.1643 | 110.6952 | 5756.1493 | 0 | 0 | 24943.3136 | 0.001342% | 1.338 | 48.9085 | [8 empty] | 0 | 0 | 0 | 0 | 0,;!0,;!0,;!0 | #N/A | #N/A
|  |  |  | 1/4" Copper Pipe Type L, with fittings/insulation |  | 52 | lm | 308.6679 | 16050.7286 | 92.6004 | 4815.2186 | 0 | 0 | 20865.9471 | 0.001122% | 1.1193 | 40.9136 | [8 empty] | 0 | 0 | 0 | 0 | 0,;!0,;!0,;!0 | #N/A | #N/A
|  |  | Electrical Works |  |  | 1 | lot | 13854.4771 | 13854.4771 | 3233.8393 | 3233.8393 | 0 | 0 | 17088.3164 | 0.0009192% | 0.91668 | 33.5065 | [8 empty] | 0 | 0 | 0 | 0 | 0,;!0,;!0,;!0 | #N/A | #N/A
|  |  |  | ECB |  | 4 | assy | 2229.78 | 8919.12 | 500 | 2000 | 0 | 0 | 10919.12 | 0.0005874% | 0.58574 | 21.41 | [8 empty] | 0 | 0 | 0 | 0 | 0,;!0,;!0,;!0 | #N/A | #N/A
|  |  |  | 3.5mm2 THHN |  | 156 | lm | 22.9821 | 3585.2143 | 5.7455 | 896.3036 | 0 | 0 | 4481.5179 | 0.0002411% | 0.2404 | 8.7873 | [8 empty] | 0 | 0 | 0 | 0 | 0,;!0,;!0,;!0 | #N/A | #N/A
|  |  |  | 20mmØ PVC Pipe including fittings |  | 52 | lm | 25.9643 | 1350.1429 | 6.4911 | 337.5357 | 0 | 0 | 1687.6786 | 9.078e-05% | 0.090533 | 3.3092 | [8 empty] | 0 | 0 | 0 | 0 | 0,;!0,;!0,;!0 | #N/A | #N/A
|  | Exhaust Air Duct |  |  |  | 1 | lot | 675410.6801 | 675410.6801 | 193640.1461 | 193640.1461 | 0 | 0 | 869050.8261 | 0.04675% | 46.6189 | 1704.0212 | [8 empty] | 0 | 0 | 0 | 0 | 0,;!0,;!0,;!0 | #N/A | #N/A
|  |  | Exhaust Air Duct Branches |  |  | 1 | lot | 35410.6801 | 35410.6801 | 33640.1461 | 33640.1461 | 0 | 0 | 69050.8261 | 0.003714% | 3.7041 | 135.3938 | [8 empty] | 0 | 0 | 0 | 0 | 0,;!0,;!0,;!0 | #N/A | #N/A
|  |  |  | GI Sheet Gauge 22 (600x350mm) |  | 20 | shts | 1770.534 | 35410.6801 | 1682.0073 | 33640.1461 | 0 | 0 | 69050.8261 | 0.003714% | 3.7041 | 135.3938 | [8 empty] | 0 | 0 | 0 | 0 | 0,;!0,;!0,;!0 | #N/A | #N/A
|  |  | Exhaust Air Duct Miscellaneous and Accessories |  |  | 1 | lot | 640000 | 640000 | 160000 | 160000 | 0 | 0 | 800000 | 0.04303% | 42.9148 | 1568.6275 | [8 empty] | 0 | 0 | 0 | 0 | 0,;!0,;!0,;!0 | #N/A | #N/A
|  |  |  | Slave Thermostat |  | 4 | set/s | 35000 | 140000 | 10000 | 40000 | 0 | 0 | 180000 | 0.009683% | 9.6558 | 352.9412 | [8 empty] | 0 | 0 | 0 | 0 | 0,;!0,;!0,;!0 | #N/A | #N/A
|  |  |  | Master Thermostat |  | 4 | set/s | 75000 | 300000 | 10000 | 40000 | 0 | 0 | 340000 | 0.01829% | 18.2388 | 666.6667 | [8 empty] | 0 | 0 | 0 | 0 | 0,;!0,;!0,;!0 | #N/A | #N/A
|  |  |  | Thermostat |  | 8 | set/s | 25000 | 200000 | 10000 | 80000 | 0 | 0 | 280000 | 0.01506% | 15.0202 | 549.0196 | [8 empty] | 0 | 0 | 0 | 0 | 0,;!0,;!0,;!0 | #N/A | #N/A
|  | Toilet Exhaust Air Duct |  |  |  | 1 | lot | 4605355.2 | 4605355.2 | 1167406.56 | 1167406.56 | 0 | 0 | 5772761.76 | 0.3105% | 309.6709 | 11319.1407 | [8 empty] | 0 | 0 | 0 | 0 | 0,;!0,;!0,;!0 | #N/A | #N/A
|  |  | TED -100mm dia. PVC Pipe |  |  | 11040 | lm | 223.13 | 2463355.2 | 66.939 | 739006.56 | 0 | 0 | 3202361.76 | 0.1723% | 171.7858 | 6279.1407 | [8 empty] | 0 | 0 | 0 | 0 | 0,;!0,;!0,;!0 | #N/A | #N/A
|  |  | 100Ø Vent Cap w/ S/S Wiremesh Insect Screen |  |  | 2040 | set/s | 1050 | 2142000 | 210 | 428400 | 0 | 0 | 2570400 | 0.1383% | 137.8852 | 5040 | [8 empty] | 0 | 0 | 0 | 0 | 0,;!0,;!0,;!0 | #N/A | #N/A
|  | Kitchen Exhaust Air Duct |  |  |  | 1 | lot | 14594682.24 | 14594682.24 | 4151770.872 | 4151770.872 | 0 | 0 | 18746453.112 | 1.008% | 1005.6247 | 36757.7512 | [8 empty] | 0 | 0 | 0 | 0 | 0,;!0,;!0,;!0 | #N/A | #N/A
|  |  | KED -150mm dia. PVC Pipe |  |  | 14280 | lm | 778.658 | 11119236.24 | 233.5974 | 3335770.872 | 0 | 0 | 14455007.112 | 0.7776% | 775.4167 | 28343.1512 | [8 empty] | 0 | 0 | 0 | 0 | 0,;!0,;!0,;!0 | #N/A | #N/A
|  |  | 150mm dia. Flexible Duct Connecttor |  |  | 2040 | pcs | 453.65 | 925446 | 150 | 306000 | 0 | 0 | 1231446 | 0.06624% | 66.059 | 2414.6 | [8 empty] | 0 | 0 | 0 | 0 | 0,;!0,;!0,;!0 | #N/A | #N/A
|  |  | 150Ø Vent Cap w/ S/S Wiremesh Insect Screen |  |  | 2040 | set/s | 1250 | 2550000 | 250 | 510000 | 0 | 0 | 3060000 | 0.1646% | 164.149 | 6000 | [8 empty] | 0 | 0 | 0 | 0 | 0,;!0,;!0,;!0 | #N/A | #N/A
|  | Stair Pressurization Air Duct |  |  |  | 1 | lot | 5002591.7141 | 5002591.7141 | 1708952.5741 | 1708952.5741 | 0 | 0 | 6711544.2882 | 0.361% | 360.0305 | 13159.8908 | [8 empty] | 0 | 0 | 0 | 0 | 0,;!0,;!0,;!0 | #N/A | #N/A
|  |  | Stair Pressurization Duct Riser |  |  | 1 | lot | 814445.6418 | 814445.6418 | 773723.3597 | 773723.3597 | 0 | 0 | 1588169.0014 | 0.08543% | 85.1949 | 3114.0569 | [8 empty] | 0 | 0 | 0 | 0 | 0,;!0,;!0,;!0 | #N/A | #N/A
|  |  |  | GI Sheet Gauge 22 (900x700mm) |  | 244 | shts | 1770.534 | 432010.2969 | 1682.0073 | 410409.7821 | 0 | 0 | 842420.079 | 0.04532% | 45.1903 | 1651.8041 | [8 empty] | 0 | 0 | 0 | 0 | 0,;!0,;!0,;!0 | #N/A | #N/A
|  |  |  | GI Sheet Gauge 22 (900x600mm) |  | 120 | shts | 1770.534 | 212464.0805 | 1682.0073 | 201840.8764 | 0 | 0 | 414304.9569 | 0.02229% | 22.2248 | 812.3627 | [8 empty] | 0 | 0 | 0 | 0 | 0,;!0,;!0,;!0 | #N/A | #N/A
|  |  |  | GI Sheet Gauge 22 (800x400mm) |  | 96 | shts | 1770.534 | 169971.2644 | 1682.0073 | 161472.7011 | 0 | 0 | 331443.9655 | 0.01783% | 17.7798 | 649.8901 | [8 empty] | 0 | 0 | 0 | 0 | 0,;!0,;!0,;!0 | #N/A | #N/A
|  |  | Stair Pressurization Miscellaneous and Accessories |  |  | 1 | lot | 4188146.0723 | 4188146.0723 | 935229.2145 | 935229.2145 | 0 | 0 | 5123375.2868 | 0.2756% | 274.8356 | 10045.8339 | [8 empty] | 0 | 0 | 0 | 0 | 0,;!0,;!0,;!0 | #N/A | #N/A
|  |  |  | 1000x800 Relief Air Grille w/ SS 304 Insect Screen and Rangehood |  | 8 | set/s | 26040.0521 | 208320.4166 | 5208.0104 | 41664.0833 | 0 | 0 | 249984.5 | 0.01345% | 13.41 | 490.1657 | [8 empty] | 0 | 0 | 0 | 0 | 0,;!0,;!0,;!0 | #N/A | #N/A
|  |  |  | 500x650mm Pressurization Supply Air Grille w/ OBVD @ 1060CFM |  | 120 | set/s | 17732.0355 | 2127844.2557 | 3546.4071 | 425568.8511 | 0 | 0 | 2553413.1068 | 0.1374% | 136.9739 | 5006.6924 | [8 empty] | 0 | 0 | 0 | 0 | 0,;!0,;!0,;!0 | #N/A | #N/A
|  |  |  | 900x600mm Motorized Relief Damper w/ Modulating type Actuator |  | 8 | set/s | 37497.675 | 299981.4 | 7499.535 | 59996.28 | 0 | 0 | 359977.68 | 0.01936% | 19.3104 | 705.8386 | [8 empty] | 0 | 0 | 0 | 0 | 0,;!0,;!0,;!0 | #N/A | #N/A
|  |  |  | Smoke Duct Sensor |  | 8 | set/s | 5000 | 40000 | 1500 | 12000 | 0 | 0 | 52000 | 0.002797% | 2.7895 | 101.9608 | [8 empty] | 0 | 0 | 0 | 0 | 0,;!0,;!0,;!0 | #N/A | #N/A
|  |  |  | Static Pressure Sensor |  | 16 | set/s | 25000 | 400000 | 7500 | 120000 | 0 | 0 | 520000 | 0.02797% | 27.8946 | 1019.6078 | [8 empty] | 0 | 0 | 0 | 0 | 0,;!0,;!0,;!0 | #N/A | #N/A
|  |  |  | Differential Static Pressurization Controller |  | 8 | set/s | 71500 | 572000 | 7500 | 60000 | 0 | 0 | 632000 | 0.034% | 33.9027 | 1239.2157 | [8 empty] | 0 | 0 | 0 | 0 | 0,;!0,;!0,;!0 | #N/A | #N/A
|  |  |  | Wiring Works for Differential Presure Sensor |  | 1 | lot | 540000 | 540000 | 216000 | 216000 | 0 | 0 | 756000 | 0.04067% | 40.5545 | 1482.3529 | [8 empty] | 0 | 0 | 0 | 0 | 0,;!0,;!0,;!0 | #N/A | #N/A
|  | Fireman's Lift Pressurization Ducting Works |  |  |  | 1 | lot | 1344728.9411 | 1344728.9411 | 304808.2164 | 304808.2164 | 0 | 0 | 1649537.1575 | 0.08873% | 88.4869 | 3234.3866 | [8 empty] | 0 | 0 | 0 | 0 | 0,;!0,;!0,;!0 | #N/A | #N/A
|  |  | Fireman's Lift Pressurization Duct Riser |  |  | 1 | lot | 99149.9042 | 99149.9042 | 94192.409 | 94192.409 | 0 | 0 | 193342.3132 | 0.0104% | 10.3716 | 379.1026 | [8 empty] | 0 | 0 | 0 | 0 | 0,;!0,;!0,;!0 | #N/A | #N/A
|  |  |  | GI Sheet Gauge 22 (800x650mm) |  | 56 | shts | 1770.534 | 99149.9042 | 1682.0073 | 94192.409 | 0 | 0 | 193342.3132 | 0.0104% | 10.3716 | 379.1026 | [8 empty] | 0 | 0 | 0 | 0 | 0,;!0,;!0,;!0 | #N/A | #N/A
|  |  | Fireman's Lift Pressurization Miscellaneous and Accessories |  |  | 1 | lot | 1245579.0369 | 1245579.0369 | 210615.8074 | 210615.8074 | 0 | 0 | 1456194.8442 | 0.07833% | 78.1153 | 2855.284 | [8 empty] | 0 | 0 | 0 | 0 | 0,;!0,;!0,;!0 | #N/A | #N/A
|  |  |  | 1000x800 Relief Air Grille w/ SS 304 Insect Screen and Rangehood |  | 4 | set/s | 26040.0521 | 104160.2083 | 5208.0104 | 20832.0417 | 0 | 0 | 124992.25 | 0.006724% | 6.705 | 245.0828 | [8 empty] | 0 | 0 | 0 | 0 | 0,;!0,;!0,;!0 | #N/A | #N/A
|  |  |  | 800x600 Motorized Relief Damper Set with Modulating Type Actuator w/ SS 304 Insect Screen |  | 4 | set/s | 39283.2786 | 157133.1143 | 7856.6557 | 31426.6229 | 0 | 0 | 188559.7371 | 0.01014% | 10.115 | 369.725 | [8 empty] | 0 | 0 | 0 | 0 | 0,;!0,;!0,;!0 | #N/A | #N/A
|  |  |  | Smoke Duct Sensor |  | 4 | set/s | 5000 | 20000 | 1500 | 6000 | 0 | 0 | 26000 | 0.001399% | 1.3947 | 50.9804 | [8 empty] | 0 | 0 | 0 | 0 | 0,;!0,;!0,;!0 | #N/A | #N/A
|  |  |  | Static Pressure Sensor |  | 8 | set/s | 33750 | 270000 | 3375 | 27000 | 0 | 0 | 297000 | 0.01598% | 15.9321 | 582.3529 | [8 empty] | 0 | 0 | 0 | 0 | 0,;!0,;!0,;!0 | #N/A | #N/A
|  |  |  | Differential Static Pressurization Controller |  | 4 | set/s | 106071.4286 | 424285.7143 | 4339.2857 | 17357.1429 | 0 | 0 | 441642.8571 | 0.02376% | 23.6913 | 865.9664 | [8 empty] | 0 | 0 | 0 | 0 | 0,;!0,;!0,;!0 | #N/A | #N/A
|  |  |  | Wiring Works for Differential Presure Sensor |  | 1 | lot | 270000 | 270000 | 108000 | 108000 | 0 | 0 | 378000 | 0.02033% | 20.2772 | 741.1765 | [8 empty] | 0 | 0 | 0 | 0 | 0,;!0,;!0,;!0 | #N/A | #N/A
|  | Electrical wiring works and breakers for fans |  |  |  | 1 | lot | 700000 | 700000 | 210000 | 210000 | 0 | 0 | 910000 | 0.04895% | 48.8156 | 1784.3137 | [8 empty] | 0 | 0 | 0 | 0 | 0,;!0,;!0,;!0 | #N/A | #N/A
|  | Misc. & Consumables |  |  |  | 1 | lot | 952015.3365 | 952015.3365 | 95201.5336 | 95201.5336 | 0 | 0 | 1047216.8701 | 0.05633% | 56.1763 | 2053.3664 | [8 empty] | 0 | 0 | 0 | 0 | 0,;!0,;!0,;!0 | #N/A | #N/A
|  | Hangers & Supports |  |  |  | 1 | lot | 1190019.1706 | 1190019.1706 | 119001.9171 | 119001.9171 | 0 | 0 | 1309021.0877 | 0.07041% | 70.2204 | 2566.708 | [8 empty] | 0 | 0 | 0 | 0 | 0,;!0,;!0,;!0 | #N/A | #N/A
|  | Block-out & Pipe Sleeves |  |  |  | 1 | lot | 238003.8341 | 238003.8341 | 23800.3834 | 23800.3834 | 0 | 0 | 261804.2175 | 0.01408% | 14.0441 | 513.3416 | [8 empty] | 0 | 0 | 0 | 0 | 0,;!0,;!0,;!0 | #N/A | #N/A
|  | Testing & Commissioning |  |  |  | 1 | lot | 476007.6682 | 476007.6682 | 47600.7668 | 47600.7668 | 0 | 0 | 523608.4351 | 0.02817% | 28.0882 | 1026.6832 | [8 empty] | 0 | 0 | 0 | 0 | 0,;!0,;!0,;!0 | #N/A | #N/A
|  | General Requirements |  |  |  | 1 | lot | 0 | 0 | 0 | 0 | 1643596.1296 | 1643596.1296 | 1643596.1296 | 0.08841% | 88.1682 | 3222.7375 | [8 empty] | 0 | 0 | 0 | 0 | 0,;!0,;!0,;!0 | #N/A | #N/A
5.0 | ELECTRICAL |  |  |  |  | 1 | lot | 84842275.3417 | 84842275.3417 | 30508811.0541 | 30508811.0541 | 26725774.447 | 26725774.447 | 142076860.8427 | 7.643% | 7621.495 | 278582.0801 | [8 empty] | 0 | 0 | 0 | 0 | 0,;!0,;!0,;!0 | #N/A | #N/A
|  | Grounding Works |  |  |  | 1 | lot | 3348063.4892 | 3348063.4892 | 795482.1484 | 795482.1484 | 0 | 0 | 4143545.6376 | 0.2229% | 222.2741 | 8124.5993 | [8 empty] | 0 | 0 | 0 | 0 | 0,;!0,;!0,;!0 | #N/A | #N/A
|  |  | Lightning Arrester |  |  | 4 | set/s | 96638.6518 | 386554.6071 | 31250 | 125000 | 0 | 0 | 511554.6071 | 0.02752% | 27.4416 | 1003.0482 | [8 empty] | 0 | 0 | 0 | 0 | 0,;!0,;!0,;!0 | #N/A | #N/A
|  |  | Lightning Terminal |  |  | 4 | set/s | 107551.875 | 430207.5 | 33233.5294 | 132934.1175 | 0 | 0 | 563141.6175 | 0.03029% | 30.2089 | 1104.1992 | [8 empty] | 0 | 0 | 0 | 0 | 0,;!0,;!0,;!0 | #N/A | #N/A
|  |  | Lightning Event Counter |  |  | 4 | set/s | 18536.77 | 74147.08 | 7398.18 | 29592.72 | 0 | 0 | 103739.8 | 0.00558% | 5.565 | 203.4114 | [8 empty] | 0 | 0 | 0 | 0 | 0,;!0,;!0,;!0 | #N/A | #N/A
|  |  | 200 x 200 x 100mm Ground well w/ 6mm Galv. Steel Cover |  |  | 12 | pcs | 5000 | 60000 | 2276.7857 | 27321.4286 | 0 | 0 | 87321.4286 | 0.004697% | 4.6842 | 171.2185 | [8 empty] | 0 | 0 | 0 | 0 | 0,;!0,;!0,;!0 | #N/A | #N/A
|  |  | 60mm² Bare Cu Conductor - Loop Conductor |  |  | 412 | lm | 413.9196 | 170534.8929 | 124.1759 | 51160.4679 | 0 | 0 | 221695.3607 | 0.01193% | 11.8925 | 434.6968 | [8 empty] | 0 | 0 | 0 | 0 | 0,;!0,;!0,;!0 | #N/A | #N/A
|  |  | 50mm² Bare Cu Conductor - Loop Conductor |  |  | 280 | lm | 331.1357 | 92718 | 99.3407 | 27815.4 | 0 | 0 | 120533.4 | 0.006484% | 6.4658 | 236.34 | [8 empty] | 0 | 0 | 0 | 0 | 0,;!0,;!0,;!0 | #N/A | #N/A
|  |  | 30mm² Bare Cu Conductor - Loop Conductor |  |  | 72 | lm | 281.4654 | 20265.5057 | 84.4396 | 6079.6517 | 0 | 0 | 26345.1574 | 0.001417% | 1.4132 | 51.6572 | [8 empty] | 0 | 0 | 0 | 0 | 0,;!0,;!0,;!0 | #N/A | #N/A
|  |  | 14mm² Bare Cu Conductor - Loop Conductor |  |  | 300 | lm | 239.2456 | 71773.6661 | 71.7737 | 21532.0998 | 0 | 0 | 93305.7659 | 0.005019% | 5.0052 | 182.9525 | [8 empty] | 0 | 0 | 0 | 0 | 0,;!0,;!0,;!0 | #N/A | #N/A
|  |  | 8.0mm² Bare Cu Conductor - Loop Conductor |  |  | 232 | lm | 191.3964 | 44403.9747 | 57.4189 | 13321.1924 | 0 | 0 | 57725.1672 | 0.003105% | 3.0966 | 113.1866 | [8 empty] | 0 | 0 | 0 | 0 | 0,;!0,;!0,;!0 | #N/A | #N/A
|  |  | Aircraft Obstruction Lighting Fixture w/ 100W Bulb, 60Hz, 230V, Obstruction Light Relay and Photoelectric Control |  |  | 8 | set/s | 53437.5 | 427500 | 16512.1875 | 132097.5 | 0 | 0 | 559597.5 | 0.0301% | 30.0187 | 1097.25 | [8 empty] | 0 | 0 | 0 | 0 | 0,;!0,;!0,;!0 | #N/A | #N/A
|  |  | Grounding busbar, 50mmHx300mmWx10mmD |  |  | 144 | set/s | 7971.0938 | 1147837.5 | 821.0227 | 118227.2625 | 0 | 0 | 1266064.7625 | 0.0681% | 67.9161 | 2482.4799 | [8 empty] | 0 | 0 | 0 | 0 | 0,;!0,;!0,;!0 | #N/A | #N/A
|  |  | 200 x 200 x 100mm Ground well w/ 6mm Galv. Steel Cover |  |  | 12 | pcs | [18 empty] | 0 | 0 | 0 | 0 | 0,;!0,;!0,;!0 | #N/A | #N/A
|  |  | 25mmø x 3000mm Length Copper Clad Steel Rod |  |  | 28 | pcs | 11121.8482 | 311411.75 | 2224.3696 | 62282.35 | 0 | 0 | 373694.1 | 0.0201% | 20.0462 | 732.7335 | [8 empty] | 0 | 0 | 0 | 0 | 0,;!0,;!0,;!0 | #N/A | #N/A
|  |  | 32mmØ PVC Pipe including fittings |  |  | 688 | lm | 68.32 | 47004.16 | 20.496 | 14101.248 | 0 | 0 | 61105.408 | 0.003287% | 3.2779 | 119.8145 | [8 empty] | 0 | 0 | 0 | 0 | 0,;!0,;!0,;!0 | #N/A | #N/A
|  |  | 25mmØ PVC Pipe including fittings |  |  | 600 | lm | 38.1518 | 22891.0714 | 46.4911 | 27894.6429 | 0 | 0 | 50785.7143 | 0.002732% | 2.7243 | 99.5798 | [8 empty] | 0 | 0 | 0 | 0 | 0,;!0,;!0,;!0 | #N/A | #N/A
|  |  | 6"x6" Pullbox |  |  | 20 | set/s | 2040.6891 | 40813.7812 | 306.1034 | 6122.0672 | 0 | 0 | 46935.8484 | 0.002525% | 2.5178 | 92.0311 | [8 empty] | 0 | 0 | 0 | 0 | 0,;!0,;!0,;!0 | #N/A | #N/A
|  | Busway System |  |  |  | 1 | lot | 2135400 | 2135400 | 427080 | 427080 | 15933912 | 15933912 | 18496392 | 0.995% | 992.2105 | 36267.4353 | [8 empty] | 0 | 0 | 0 | 0 | 0,;!0,;!0,;!0 | #N/A | #N/A
|  |  | Power System Bus Way |  |  | 1 | lot | 0 | 0 | 0 | 0 | 15933912 | 15933912 | 15933912 | 0.8571% | 854.7502 | 31242.9647 | [8 empty] | 0 | 0 | 0 | 0 | 0,;!0,;!0,;!0 | #N/A | #N/A
|  |  |  | Busway - 800A, 400V, 3Ø w/Ground & Neutral Bus Aluminum complete with standard accessories |  | 492 | lm | 0 | 0 | 0 | 0 | 32386 | 15933912 | 15933912 | 0.8571% | 854.7502 | 31242.9647 | [8 empty] | 0 | 0 | 0 | 0 | 0,;!0,;!0,;!0 | #N/A | #N/A
|  |  | Power System Bus Way Accessories |  |  | 1 | lot | 2135400 | 2135400 | 427080 | 427080 | 0 | 0 | 2562480 | 0.1378% | 137.4603 | 5024.4706 | [8 empty] | 0 | 0 | 0 | 0 | 0,;!0,;!0,;!0 | #N/A | #N/A
|  |  |  | Pug-in CB 100AT, 100AF, 4P, 3Ø, 400V, |  | 60 | sets | 35590 | 2135400 | 7118 | 427080 | 0 | 0 | 2562480 | 0.1378% | 137.4603 | 5024.4706 | [8 empty] | 0 | 0 | 0 | 0 | 0,;!0,;!0,;!0 | #N/A | #N/A
|  | Power System Switchboard and Panel board |  |  |  | 1 | lot | 2896071.4286 | 2896071.4286 | 1020000 | 1020000 | 0 | 0 | 3916071.4286 | 0.2107% | 210.0716 | 7678.5714 | [8 empty] | 0 | 0 | 0 | 0 | 0,;!0,;!0,;!0 | #N/A | #N/A
|  |  | PB - 2BR MID UNIT |  |  | 1800 | sets | 1419.6429 | 2555357.1429 | 500 | 900000 | 0 | 0 | 3455357.1429 | 0.1859% | 185.3573 | 6775.2101 | [8 empty] | 0 | 0 | 0 | 0 | 0,;!0,;!0,;!0 | #N/A | #N/A
|  |  | PB - 2BR CORNER UNIT |  |  | 240 | sets | 1419.6429 | 340714.2857 | 500 | 120000 | 0 | 0 | 460714.2857 | 0.02478% | 24.7143 | 903.3613 | [8 empty] | 0 | 0 | 0 | 0 | 0,;!0,;!0,;!0 | #N/A | #N/A
|  | Power System Main Distribution Panelboard |  |  |  | 1 | lot | 2647485.3296 | 2647485.3296 | 529497.0819 | 529497.0819 | 0 | 0 | 3176982.4115 | 0.1709% | 170.4243 | 6229.3773 | [8 empty] | 0 | 0 | 0 | 0 | 0,;!0,;!0,;!0 | #N/A | #N/A
|  |  | MPP |  |  | 4 | set/s | 40348.45 | 161393.8 | 8069.69 | 32278.76 | 0 | 0 | 193672.56 | 0.01042% | 10.3893 | 379.7501 | [8 empty] | 0 | 0 | 0 | 0 | 0,;!0,;!0,;!0 | #N/A | #N/A
|  |  |  | MAIN: 175AT, 225AF, 400V, 3P, 36kAIC MCCB, NEMA-1 (FREE STANDING) |  | 4 | set/s | 40348.45 | 161393.8 | 8069.69 | 32278.76 | 0 | 0 | 193672.56 | 0.01042% | 10.3893 | 379.7501 | [8 empty] | 0 | 0 | 0 | 0 | 0,;!0,;!0,;!0 | #N/A | #N/A
|  |  |  | BRS: 2-60AT, 100AF,400V/230V, 3P, 18kAIC |  | 0 | 0 | 0 | 0 | 0 | 0 | 0 | 0 | 0 | 0% | 0 | 0 | [8 empty] | 0 | 0 | 0 | 0 | 0,;!0,;!0,;!0 | #N/A | #N/A
|  |  |  | 1-50AT, 100AF, 400V/230V, 3P, 18kAIC |  | 0 | 0 | 0 | 0 | 0 | 0 | 0 | 0 | 0 | 0% | 0 | 0 | [8 empty] | 0 | 0 | 0 | 0 | 0,;!0,;!0,;!0 | #N/A | #N/A
|  |  |  | 3-40AT, 100AF, 400V/230V, 3P, 18kAIC |  | 0 | 0 | 0 | 0 | 0 | 0 | 0 | 0 | 0 | 0% | 0 | 0 | [8 empty] | 0 | 0 | 0 | 0 | 0,;!0,;!0,;!0 | #N/A | #N/A
|  |  |  | 2-40AT, 100AF, 400V/230V, 3P, 18kAIC SPARE |  | 0 | 0 | 0 | 0 | 0 | 0 | 0 | 0 | 0 | 0% | 0 | 0 | [8 empty] | 0 | 0 | 0 | 0 | 0,;!0,;!0,;!0 | #N/A | #N/A
|  |  | MDP-RESIDENTIAL, IP56 |  |  | 4 | set/s | 235299.4514 | 941197.8056 | 47059.8903 | 188239.5611 | 0 | 0 | 1129437.3667 | 0.06075% | 60.5869 | 2214.5831 | [8 empty] | 0 | 0 | 0 | 0 | 0,;!0,;!0,;!0 | #N/A | #N/A
|  |  |  | MAIN: 800AT, 1000AF, 3P, MCCB, 600V, 60Hz, NEMA 1 |  | 4 | set/s | 235299.4514 | 941197.8056 | 47059.8903 | 188239.5611 | 0 | 0 | 1129437.3667 | 0.06075% | 60.5869 | 2214.5831 | [8 empty] | 0 | 0 | 0 | 0 | 0,;!0,;!0,;!0 | #N/A | #N/A
|  |  |  | BRS: BUSDUCT 800A, 3P, 400V, 60Hz |  | 0 | 0 | 0 | 0 | 0 | 0 | 0 | 0 | 0 | 0% | 0 | 0 | [8 empty] | 0 | 0 | 0 | 0 | 0,;!0,;!0,;!0 | #N/A | #N/A
|  |  | ADM/MTS (Unitized), NEMA-1 (FREE STANDING) |  |  | 4 | set/s | 109400.551 | 437602.204 | 21880.1102 | 87520.4408 | 0 | 0 | 525122.6448 | 0.02825% | 28.1694 | 1029.6522 | [8 empty] | 0 | 0 | 0 | 0 | 0,;!0,;!0,;!0 | #N/A | #N/A
|  |  |  | Main: 350AT, 400AF, 3P+N, 50kAIC, MCCB, Manual Transfer Switch |  | 4 | set/s | 109400.551 | 437602.204 | 21880.1102 | 87520.4408 | 0 | 0 | 525122.6448 | 0.02825% | 28.1694 | 1029.6522 | [8 empty] | 0 | 0 | 0 | 0 | 0,;!0,;!0,;!0 | #N/A | #N/A
|  |  |  | BRS: 1-50AT, 100AF, 3P, 400V/230V, 10kAIC |  | 0 | 0 | 0 | 0 | 0 | 0 | 0 | 0 | 0 | 0% | 0 | 0 | [8 empty] | 0 | 0 | 0 | 0 | 0,;!0,;!0,;!0 | #N/A | #N/A
|  |  |  | 1-175AT, 225AF, 3P, 400V/230V, 18kAIC |  | 0 | 0 | 0 | 0 | 0 | 0 | 0 | 0 | 0 | 0% | 0 | 0 | [8 empty] | 0 | 0 | 0 | 0 | 0,;!0,;!0,;!0 | #N/A | #N/A
|  |  |  | 1-125AT, 225AF, 3P, 400V/230V, 25kAIC |  | 0 | 0 | 0 | 0 | 0 | 0 | 0 | 0 | 0 | 0% | 0 | 0 | [8 empty] | 0 | 0 | 0 | 0 | 0,;!0,;!0,;!0 | #N/A | #N/A
|  |  |  | 1-60AT, 100AF, 3P, 400V/230V, 10kAIC |  | 0 | 0 | 0 | 0 | 0 | 0 | 0 | 0 | 0 | 0% | 0 | 0 | [8 empty] | 0 | 0 | 0 | 0 | 0,;!0,;!0,;!0 | #N/A | #N/A
|  |  |  | 1-50AT, 100AF, 3P, 400V/230V, 10kAIC SPARE |  | 0 | 0 | 0 | 0 | 0 | 0 | 0 | 0 | 0 | 0% | 0 | 0 | [8 empty] | 0 | 0 | 0 | 0 | 0,;!0,;!0,;!0 | #N/A | #N/A
|  |  |  | 1-30AT, 100AF, 3P, 400V/230V, 10kAIC SPARE |  | 0 | 0 | 0 | 0 | 0 | 0 | 0 | 0 | 0 | 0% | 0 | 0 | [8 empty] | 0 | 0 | 0 | 0 | 0,;!0,;!0,;!0 | #N/A | #N/A
|  |  | MCB |  |  | 4 | set/s | 276822.88 | 1107291.52 | 55364.58 | 221458.32 | 0 | 0 | 1328749.84 | 0.07148% | 71.2787 | 2605.3918 | [8 empty] | 0 | 0 | 0 | 0 | 0,;!0,;!0,;!0 | #N/A | #N/A
|  |  |  | Main: 1000AT, 1000AF, 3P+N, 85kAIC , ACB, NEMA-1 (FREE STANDING) |  | 4 | set/s | 276822.88 | 1107291.52 | 55364.58 | 221458.32 | 0 | 0 | 1328749.84 | 0.07148% | 71.2787 | 2605.3918 | [8 empty] | 0 | 0 | 0 | 0 | 0,;!0,;!0,;!0 | #N/A | #N/A
|  |  |  | Brs: 1-800AT, 1000AF,3P, 400V, 3P+N, 70kAIC |  | 0 | 0 | 0 | 0 | 0 | 0 | 0 | 0 | 0 | 0% | 0 | 0 | [8 empty] | 0 | 0 | 0 | 0 | 0,;!0,;!0,;!0 | #N/A | #N/A
|  |  |  | 1-350AT, 400AF 3P, 400V, 3P+N, 50kAIC |  | 0 | 0 | 0 | 0 | 0 | 0 | 0 | 0 | 0 | 0% | 0 | 0 | [8 empty] | 0 | 0 | 0 | 0 | 0,;!0,;!0,;!0 | #N/A | #N/A
|  |  |  | 1-SPACE |  | 0 | 0 | 0 | 0 | 0 | 0 | 0 | 0 | 0 | 0% | 0 | 0 | [8 empty] | 0 | 0 | 0 | 0 | 0,;!0,;!0,;!0 | #N/A | #N/A
|  | Power System Emergency Panel board |  |  |  | 1 | lot | 186376.96 | 186376.96 | 186376.96 | 186376.96 | 0 | 0 | 372753.92 | 0.02005% | 19.9958 | 730.89 | [8 empty] | 0 | 0 | 0 | 0 | 0,;!0,;!0,;!0 | #N/A | #N/A
|  |  | EP (EMERGENCY PANEL) @ 8F |  |  | 4 | set/s | 46594.24 | 186376.96 | 46594.24 | 186376.96 | 0 | 0 | 372753.92 | 0.02005% | 19.9958 | 730.89 | [8 empty] | 0 | 0 | 0 | 0 | 0,;!0,;!0,;!0 | #N/A | #N/A
|  |  |  | Main: 200AT, 225AF, 400V/230V, 3P+N, 10kAIC, ACB |  | 4 | set/s | 46594.24 | 186376.96 | 46594.24 | 186376.96 | 0 | 0 | 372753.92 | 0.02005% | 19.9958 | 730.89 | [8 empty] | 0 | 0 | 0 | 0 | 0,;!0,;!0,;!0 | #N/A | #N/A
|  |  |  | Brs: 15-50AT, 63AF, 2P, 10kAIC MCB |  | 0 | 0 | 0 | 0 | 0 | 0 | 0 | 0 | 0 | 0% | 0 | 0 | [8 empty] | 0 | 0 | 0 | 0 | 0,;!0,;!0,;!0 | #N/A | #N/A
|  | Power System Lighting Panel Board |  |  |  | 1 | lot | 174030.438 | 174030.438 | 54411.918 | 54411.918 | 0 | 0 | 228442.356 | 0.01229% | 12.2544 | 447.9262 | [8 empty] | 0 | 0 | 0 | 0 | 0,;!0,;!0,;!0 | #N/A | #N/A
|  |  | LP-01 @ GF |  |  | 4 | set/s | 26045.63 | 104182.52 | 9022.104 | 36088.416 | 0 | 0 | 140270.936 | 0.007545% | 7.5246 | 275.0411 | [8 empty] | 0 | 0 | 0 | 0 | 0,;!0,;!0,;!0 | #N/A | #N/A
|  |  |  | MAIN: 60AT, 100AF, 3P, MCCB, 230V, 60Hz, NEMA 1 |  | 4 | set/s | 26045.63 | 104182.52 | 9022.104 | 36088.416 | 0 | 0 | 140270.936 | 0.007545% | 7.5246 | 275.0411 | [8 empty] | 0 | 0 | 0 | 0 | 0,;!0,;!0,;!0 | #N/A | #N/A
|  |  |  | BRS: 26-20AT, 50AF, 230V, 1P, 6kAIC MCB |  | 0 | 0 | 0 | 0 | 0 | 0 | 0 | 0 | 0 | 0% | 0 | 0 | [8 empty] | 0 | 0 | 0 | 0 | 0,;!0,;!0,;!0 | #N/A | #N/A
|  |  | LP-08 @ 8F |  |  | 4 | set/s | 17461.9795 | 69847.918 | 4580.8755 | 18323.502 | 0 | 0 | 88171.42 | 0.004743% | 4.7298 | 172.8851 | [8 empty] | 0 | 0 | 0 | 0 | 0,;!0,;!0,;!0 | #N/A | #N/A
|  |  |  | Main: 50AT, 100AF, 400V/230V, 3P, 10kAIC MCCB |  | 4 | set/s | 17461.9795 | 69847.918 | 4580.8755 | 18323.502 | 0 | 0 | 88171.42 | 0.004743% | 4.7298 | 172.8851 | [8 empty] | 0 | 0 | 0 | 0 | 0,;!0,;!0,;!0 | #N/A | #N/A
|  |  |  | Brs: 11- 20AT, 63AF, 230V, 1P, 6kAIC MCB |  | 0 | 0 | 0 | 0 | 0 | 0 | 0 | 0 | 0 | 0% | 0 | 0 | [8 empty] | 0 | 0 | 0 | 0 | 0,;!0,;!0,;!0 | #N/A | #N/A
|  |  |  | 3- 20AT, 63AF, 230V, 1P, 6kAIC MCB SPARE |  | 0 | 0 | 0 | 0 | 0 | 0 | 0 | 0 | 0 | 0% | 0 | 0 | [8 empty] | 0 | 0 | 0 | 0 | 0,;!0,;!0,;!0 | #N/A | #N/A
|  | Power System Enclosed Circuit Breaker (ECB) |  |  |  | 1 | lot | 161007.04 | 161007.04 | 44000 | 44000 | 0 | 0 | 205007.04 | 0.01103% | 10.9973 | 401.9746 | [8 empty] | 0 | 0 | 0 | 0 | 0,;!0,;!0,;!0 | #N/A | #N/A
|  |  | ECB 20A, 2P, 230V, NEMA 3R |  |  | 12 | set/s | 2815 | 33780 | 1000 | 12000 | 0 | 0 | 45780 | 0.002463% | 2.4558 | 89.7647 | [8 empty] | 0 | 0 | 0 | 0 | 0,;!0,;!0,;!0 | #N/A | #N/A
|  |  | ECB 30A, 2P, 230V, NEMA 3R |  |  | 4 | set/s | 2815 | 11260 | 1000 | 4000 | 0 | 0 | 15260 | 0.0008209% | 0.8186 | 29.9216 | [8 empty] | 0 | 0 | 0 | 0 | 0,;!0,;!0,;!0 | #N/A | #N/A
|  |  | ECB 40A, 3P, 400V, NEMA 3R |  |  | 12 | set/s | 3678 | 44136 | 1000 | 12000 | 0 | 0 | 56136 | 0.00302% | 3.0113 | 110.0706 | [8 empty] | 0 | 0 | 0 | 0 | 0,;!0,;!0,;!0 | #N/A | #N/A
|  |  | ECB 125A, 3P, 400V, NEMA 3R |  |  | 4 | set/s | 6293.76 | 25175.04 | 1000 | 4000 | 0 | 0 | 29175.04 | 0.001569% | 1.5651 | 57.206 | [8 empty] | 0 | 0 | 0 | 0 | 0,;!0,;!0,;!0 | #N/A | #N/A
|  |  | ECB 60A, 3P, 400V, NEMA 3R (BPCP) |  |  | 12 | set/s | 3888 | 46656 | 1000 | 12000 | 0 | 0 | 58656 | 0.003155% | 3.1465 | 115.0118 | [8 empty] | 0 | 0 | 0 | 0 | 0,;!0,;!0,;!0 | #N/A | #N/A
|  | Power System Meter Center |  |  |  | 1 | lot | 5500749.6 | 5500749.6 | 3142549.8 | 3142549.8 | 6000000 | 6000000 | 14643299.4 | 0.7877% | 785.5173 | 28712.3518 | [8 empty] | 0 | 0 | 0 | 0 | 0,;!0,;!0,;!0 | #N/A | #N/A
|  |  | MC2 Typ to MC-3F TO MC-16F |  |  | 60 | set/s | 91379.16 | 5482749.6 | 52275.83 | 3136549.8 | 0 | 0 | 8619299.4 | 0.4636% | 462.3691 | 16900.5871 | [8 empty] | 0 | 0 | 0 | 0 | 0,;!0,;!0,;!0 | #N/A | #N/A
|  |  |  | MAIN: 100AT, 100AF, 400V/230V, 3P+N, 36kAIC, MCCB |  | 60 | set/s | 91379.16 | 5482749.6 | 18275.83 | 1096549.8 | 0 | 0 | 6579299.4 | 0.3539% | 352.9364 | 12900.5871 | [8 empty] | 0 | 0 | 0 | 0 | 0,;!0,;!0,;!0 | #N/A | #N/A
|  |  |  | BRS: 34-32AT, 63AF, 230V, 2P, 10kAIC, MCB |  | 0 | 0 | 0 | 0 | 0 | 0 | 0 | 0 | 0 | 0% | 0 | 0 | [8 empty] | 0 | 0 | 0 | 0 | 0,;!0,;!0,;!0 | #N/A | #N/A
|  |  |  | KW-hr Meter Base (installation only) |  | 2040 | set/s | 0 | 0 | 1000 | 2040000 | 0 | 0 | 2040000 | 0.1097% | 109.4327 | 4000 | [8 empty] | 0 | 0 | 0 | 0 | 0,;!0,;!0,;!0 | #N/A | #N/A
|  |  | Security Grills (Meter Center & Busduct) |  |  | 1 | lot | 0 | 0 | 0 | 0 | 6000000 | 6000000 | 6000000 | 0.3228% | 321.8608 | 11764.7059 | [8 empty] | 0 | 0 | 0 | 0 | 0,;!0,;!0,;!0 | #N/A | #N/A
|  |  | C-Rated kilowatt-hour meter |  |  | 4 | set/s | 4500 | 18000 | 1500 | 6000 | 0 | 0 | 24000 | 0.001291% | 1.2874 | 47.0588 | [8 empty] | 0 | 0 | 0 | 0 | 0,;!0,;!0,;!0 | #N/A | #N/A
|  | Roughing In |  |  |  | 1 | lot | 14836525.679 | 14836525.679 | 9815458.1053 | 9815458.1053 | 0 | 0 | 24651983.7843 | 1.326% | 1322.4178 | 48337.2231 | [8 empty] | 0 | 0 | 0 | 0 | 0,;!0,;!0,;!0 | #N/A | #N/A
|  |  | 20mmØ IMC Pipe including fittings |  |  | 200 | lm | 135.6786 | 27135.7143 | 50 | 10000 | 0 | 0 | 37135.7143 | 0.001998% | 1.9921 | 72.8151 | [8 empty] | 0 | 0 | 0 | 0 | 0,;!0,;!0,;!0 | #N/A | #N/A
|  |  | 25mmØ IMC Pipe including fittings |  |  | 2280 | lm | 199.6161 | 455124.6429 | 59.8848 | 136537.3929 | 0 | 0 | 591662.0357 | 0.03183% | 31.7388 | 1160.1216 | [8 empty] | 0 | 0 | 0 | 0 | 0,;!0,;!0,;!0 | #N/A | #N/A
|  |  | 65mmØ IMC Pipe including fittings |  |  | 648 | lm | 933.75 | 605070 | 280.125 | 181521 | 0 | 0 | 786591 | 0.04231% | 42.1955 | 1542.3353 | [8 empty] | 0 | 0 | 0 | 0 | 0,;!0,;!0,;!0 | #N/A | #N/A
|  |  | 80mmØ IMC Pipe including fittings |  |  | 584 | lm | 1135.8 | 663307.2 | 340.74 | 198992.16 | 0 | 0 | 862299.36 | 0.04638% | 46.2567 | 1690.7831 | [8 empty] | 0 | 0 | 0 | 0 | 0,;!0,;!0,;!0 | #N/A | #N/A
|  |  | 100mmØ IMC Pipe including fittings |  |  | 160 | lm | 1230.5469 | 196887.5 | 369.1641 | 59066.25 | 0 | 0 | 255953.75 | 0.01377% | 13.7302 | 501.8701 | [8 empty] | 0 | 0 | 0 | 0 | 0,;!0,;!0,;!0 | #N/A | #N/A
|  |  | 50mmØ EMT Pipe including fittings |  |  | 488 | lm | 378.6667 | 184789.3333 | 113.6 | 55436.8 | 0 | 0 | 240226.1333 | 0.01292% | 12.8866 | 471.0316 | [8 empty] | 0 | 0 | 0 | 0 | 0,;!0,;!0,;!0 | #N/A | #N/A
|  |  | 25mmØ EMT Pipe including fittings |  |  | 488 | lm | 182.3333 | 88978.6667 | 54.7 | 26693.6 | 0 | 0 | 115672.2667 | 0.006222% | 6.2051 | 226.8084 | [8 empty] | 0 | 0 | 0 | 0 | 0,;!0,;!0,;!0 | #N/A | #N/A
|  |  | 20mmØ PVC Pipe including fittings |  |  | 233024 | lm | 34.4 | 8016025.6 | 28.1786 | 6566283.4286 | 0 | 0 | 14582309.0286 | 0.7844% | 782.2456 | 28592.7628 | [8 empty] | 0 | 0 | 0 | 0 | 0,;!0,;!0,;!0 | #N/A | #N/A
|  |  | 25mmØ PVC Pipe including fittings |  |  | 34884 | lm | 38.1518 | 1330886.8929 | 46.4911 | 1621794.5357 | 0 | 0 | 2952681.4286 | 0.1588% | 158.3921 | 5789.5714 | [8 empty] | 0 | 0 | 0 | 0 | 0,;!0,;!0,;!0 | #N/A | #N/A
|  |  | 110mmØ PVC Pipe including fittings |  |  | 372 | lm | 414.21 | 154086.12 | 124.263 | 46225.836 | 0 | 0 | 200311.956 | 0.01078% | 10.7454 | 392.7685 | [8 empty] | 0 | 0 | 0 | 0 | 0,;!0,;!0,;!0 | #N/A | #N/A
|  |  | 20mmØ Liquidtigth Flexible Metal Conduit |  |  | 656 | lm | 76.6677 | 50293.9927 | 11.5002 | 7544.0989 | 0 | 0 | 57838.0917 | 0.003111% | 3.1026 | 113.408 | [8 empty] | 0 | 0 | 0 | 0 | 0,;!0,;!0,;!0 | #N/A | #N/A
|  |  | 40mmØ Liquidtigth Flexible Metal Conduit |  |  | 220 | lm | 628.1364 | 138190.0162 | 125.6273 | 27638.0033 | 0 | 0 | 165828.0195 | 0.00892% | 8.8956 | 325.153 | [8 empty] | 0 | 0 | 0 | 0 | 0,;!0,;!0,;!0 | #N/A | #N/A
|  |  | 2 x 4 Utility Box |  |  | 25420 | sets | 68.75 | 1747625 | 20.625 | 524287.5 | 0 | 0 | 2271912.5 | 0.1222% | 121.8733 | 4454.7304 | [8 empty] | 0 | 0 | 0 | 0 | 0,;!0,;!0,;!0 | #N/A | #N/A
|  |  | 4 x 4 Octagonal Junction Box |  |  | 12976 | sets | 81.25 | 1054300 | 24.375 | 316290 | 0 | 0 | 1370590 | 0.07373% | 73.5232 | 2687.4314 | [8 empty] | 0 | 0 | 0 | 0 | 0,;!0,;!0,;!0 | #N/A | #N/A
|  |  | 4 x 4 Square Box |  |  | 1260 | sets | 97.5 | 122850 | 29.25 | 36855 | 0 | 0 | 159705 | 0.008591% | 8.5671 | 313.1471 | [8 empty] | 0 | 0 | 0 | 0 | 0,;!0,;!0,;!0 | #N/A | #N/A
|  |  | Power Provisions/Junction Box, Exhaust Fan, TEF |  |  | 12 | sets | 81.25 | 975 | 24.375 | 292.5 | 0 | 0 | 1267.5 | 6.818e-05% | 0.067993 | 2.4853 | [8 empty] | 0 | 0 | 0 | 0 | 0,;!0,;!0,;!0 | #N/A | #N/A
|  | Wiring In |  |  |  | 1 | lot | 28321530.0614 | 28321530.0614 | 8400528.104 | 8400528.104 | 0 | 0 | 36722058.1654 | 1.975% | 1969.8984 | 72004.0356 | [8 empty] | 0 | 0 | 0 | 0 | 0,;!0,;!0,;!0 | #N/A | #N/A
|  |  | 1.6mm2 THHN, Solid Copper |  |  | 332520 | lm | 16.5179 | 5492517.8571 | 5.37 | 1785632.4 | 0 | 0 | 7278150.2571 | 0.3915% | 390.4252 | 14270.8829 | [8 empty] | 0 | 0 | 0 | 0 | 0,;!0,;!0,;!0 | #N/A | #N/A
|  |  | 2.0mm2 THHN, Solid Copper |  |  | 271320 | lm | 20.3125 | 5511187.5 | 6.63 | 1798851.6 | 0 | 0 | 7310039.1 | 0.3932% | 392.1358 | 14333.41 | [8 empty] | 0 | 0 | 0 | 0 | 0,;!0,;!0,;!0 | #N/A | #N/A
|  |  | 2.0mm2 THHN |  |  | 32828 | lm | 20.0893 | 659491.0714 | 6.63 | 217649.64 | 0 | 0 | 877140.7114 | 0.04718% | 47.0529 | 1719.8837 | [8 empty] | 0 | 0 | 0 | 0 | 0,;!0,;!0,;!0 | #N/A | #N/A
|  |  | 3.5mm2 THHN |  |  | 65684 | lm | 29.4643 | 1935332.1429 | 8.085 | 531055.14 | 0 | 0 | 2466387.2829 | 0.1327% | 132.3056 | 4836.0535 | [8 empty] | 0 | 0 | 0 | 0 | 0,;!0,;!0,;!0 | #N/A | #N/A
|  |  | 5.5mm2 THHN |  |  | 227448 | lm | 45.0893 | 10255467.8571 | 12.3725 | 2814100.38 | 0 | 0 | 13069568.2371 | 0.703% | 701.0969 | 25626.6044 | [8 empty] | 0 | 0 | 0 | 0 | 0,;!0,;!0,;!0 | #N/A | #N/A
|  |  | 8.0mm2 THHN |  |  | 28160 | lm | 70.5357 | 1986285.7143 | 19.355 | 545036.8 | 0 | 0 | 2531322.5143 | 0.1362% | 135.7889 | 4963.3775 | [8 empty] | 0 | 0 | 0 | 0 | 0,;!0,;!0,;!0 | #N/A | #N/A
|  |  | 14mm2 THHN |  |  | 1520 | lm | 112.2768 | 170660.7143 | 30.81 | 46831.2 | 0 | 0 | 217491.9143 | 0.0117% | 11.667 | 426.4547 | [8 empty] | 0 | 0 | 0 | 0 | 0,;!0,;!0,;!0 | #N/A | #N/A
|  |  | 22mm2 THHN |  |  | 1280 | lm | 176.3393 | 225714.2857 | 48.3875 | 61936 | 0 | 0 | 287650.2857 | 0.01547% | 15.4306 | 564.0202 | [8 empty] | 0 | 0 | 0 | 0 | 0,;!0,;!0,;!0 | #N/A | #N/A
|  |  | 30mm2 THHN |  |  | 112 | lm | 256.9196 | 28775 | 70.5 | 7896 | 0 | 0 | 36671 | 0.001973% | 1.9672 | 71.9039 | [8 empty] | 0 | 0 | 0 | 0 | 0,;!0,;!0,;!0 | #N/A | #N/A
|  |  | 175mm2 THHN |  |  | 368 | lm | 1475.0156 | 542805.75 | 393.3375 | 144748.2 | 0 | 0 | 687553.95 | 0.03698% | 36.8828 | 1348.145 | [8 empty] | 0 | 0 | 0 | 0 | 0,;!0,;!0,;!0 | #N/A | #N/A
|  |  | 250mm2 THHN |  |  | 376 | lm | 2019.6429 | 759385.7143 | 554.625 | 208539 | 0 | 0 | 967924.7143 | 0.05207% | 51.9228 | 1897.8916 | [8 empty] | 0 | 0 | 0 | 0 | 0,;!0,;!0,;!0 | #N/A | #N/A
|  |  | 14mmsq. THHN, Aluminum |  |  | 308 | lm | 26.9464 | 8299.5 | 9.054 | 2788.632 | 0 | 0 | 11088.132 | 0.0005964% | 0.59481 | 21.7414 | [8 empty] | 0 | 0 | 0 | 0 | 0,;!0,;!0,;!0 | #N/A | #N/A
|  |  | 22mmsq. THHN, Aluminum |  |  | 692 | lm | 42.3214 | 29286.4286 | 14.22 | 9840.24 | 0 | 0 | 39126.6686 | 0.002105% | 2.0989 | 76.719 | [8 empty] | 0 | 0 | 0 | 0 | 0,;!0,;!0,;!0 | #N/A | #N/A
|  |  | 60mmsq. THHN Wire, Aluminum |  |  | 1300 | lm | 138.66 | 180258 | 41.598 | 54077.4 | 0 | 0 | 234335.4 | 0.01261% | 12.5706 | 459.4812 | [8 empty] | 0 | 0 | 0 | 0 | 0,;!0,;!0,;!0 | #N/A | #N/A
|  |  | 100mmsq. THHN Wire, Aluminum |  |  | 1128 | lm | 211.08 | 238098.24 | 63.324 | 71429.472 | 0 | 0 | 309527.712 | 0.01665% | 16.6041 | 606.9171 | [8 empty] | 0 | 0 | 0 | 0 | 0,;!0,;!0,;!0 | #N/A | #N/A
|  |  | 125mmsq. THHN Wire, Aluminum |  |  | 1236 | lm | 241.0714 | 297964.2857 | 81 | 100116 | 0 | 0 | 398080.2857 | 0.02141% | 21.3544 | 780.5496 | [8 empty] | 0 | 0 | 0 | 0 | 0,;!0,;!0,;!0 | #N/A | #N/A
|  | Wire Way |  |  |  | 1 | lot | 7863213.1976 | 7863213.1976 | 2348103.5873 | 2348103.5873 | 0 | 0 | 10211316.7848 | 0.5493% | 547.7704 | 20022.1898 | [8 empty] | 0 | 0 | 0 | 0 | 0,;!0,;!0,;!0 | #N/A | #N/A
|  |  | 150mm x 50mm WIREWAY |  |  | 184 | lm | 1593.6557 | 293232.6514 | 435 | 80040 | 0 | 0 | 373272.6514 | 0.02008% | 20.0236 | 731.9072 | [8 empty] | 0 | 0 | 0 | 0 | 0,;!0,;!0,;!0 | #N/A | #N/A
|  |  | 200mm X 75mm WIREWAY |  |  | 220 | lm | 2231.6448 | 490961.8633 | 669.4934 | 147288.559 | 0 | 0 | 638250.4223 | 0.03433% | 34.238 | 1251.4714 | [8 empty] | 0 | 0 | 0 | 0 | 0,;!0,;!0,;!0 | #N/A | #N/A
|  |  | 160mm x 50mm WIREWAY |  |  | 68 | lm | 1593.6557 | 108368.5886 | 435 | 29580 | 0 | 0 | 137948.5886 | 0.00742% | 7.4 | 270.4874 | [8 empty] | 0 | 0 | 0 | 0 | 0,;!0,;!0,;!0 | #N/A | #N/A
|  |  | 95mm X 50mm WIREWAY |  |  | 1256 | lm | 1434.2901 | 1801468.4194 | 430.287 | 540440.5258 | 0 | 0 | 2341908.9453 | 0.126% | 125.6281 | 4591.9783 | [8 empty] | 0 | 0 | 0 | 0 | 0,;!0,;!0,;!0 | #N/A | #N/A
|  |  | 85mm X 50mm WIREWAY |  |  | 3604 | lm | 1434.2901 | 5169181.6749 | 430.287 | 1550754.5025 | 0 | 0 | 6719936.1773 | 0.3615% | 360.4807 | 13176.3454 | [8 empty] | 0 | 0 | 0 | 0 | 0,;!0,;!0,;!0 | #N/A | #N/A
|  | Devices |  |  |  | 1 | lot | 2755849.68 | 2755849.68 | 660247.752 | 660247.752 | 0 | 0 | 3416097.432 | 0.1838% | 183.2513 | 6698.2303 | [8 empty] | 0 | 0 | 0 | 0 | 0,;!0,;!0,;!0 | #N/A | #N/A
|  |  | Single Convenience Outlet, Wall Mounted |  |  | 440 | sets | 86.48 | 38051.2 | 17.296 | 7610.24 | 0 | 0 | 45661.44 | 0.002456% | 2.4494 | 89.5322 | [8 empty] | 0 | 0 | 0 | 0 | 0,;!0,;!0,;!0 | #N/A | #N/A
|  |  | Duplex Convenience Outlet, Wall Mounted |  |  | 6276 | sets | 129.21 | 810921.96 | 38.763 | 243276.588 | 0 | 0 | 1054198.548 | 0.05671% | 56.5509 | 2067.056 | [8 empty] | 0 | 0 | 0 | 0 | 0,;!0,;!0,;!0 | #N/A | #N/A
|  |  | Duplex Convenience Outlet, Wall Mounted, Counter Top |  |  | 2040 | sets | 129.21 | 263588.4 | 38.763 | 79076.52 | 0 | 0 | 342664.92 | 0.01843% | 18.3817 | 671.892 | [8 empty] | 0 | 0 | 0 | 0 | 0,;!0,;!0,;!0 | #N/A | #N/A
|  |  | Single Convenience Outlet, Wall Mounted, Ref |  |  | 2040 | sets | 86.48 | 176419.2 | 17.296 | 35283.84 | 0 | 0 | 211703.04 | 0.01139% | 11.3565 | 415.104 | [8 empty] | 0 | 0 | 0 | 0 | 0,;!0,;!0,;!0 | #N/A | #N/A
|  |  | Single Convenience Outlet, Wall Mounted, Range |  |  | 2040 | sets | 86.48 | 176419.2 | 17.296 | 35283.84 | 0 | 0 | 211703.04 | 0.01139% | 11.3565 | 415.104 | [8 empty] | 0 | 0 | 0 | 0 | 0,;!0,;!0,;!0 | #N/A | #N/A
|  |  | Single Convenience Outlet, Wall Mounted, Rangehood |  |  | 2040 | sets | 86.48 | 176419.2 | 17.296 | 35283.84 | 0 | 0 | 211703.04 | 0.01139% | 11.3565 | 415.104 | [8 empty] | 0 | 0 | 0 | 0 | 0,;!0,;!0,;!0 | #N/A | #N/A
|  |  | Single Convenience Outlet, Wall Mounted, ACU |  |  | 2040 | sets | 86.48 | 176419.2 | 17.296 | 35283.84 | 0 | 0 | 211703.04 | 0.01139% | 11.3565 | 415.104 | [8 empty] | 0 | 0 | 0 | 0 | 0,;!0,;!0,;!0 | #N/A | #N/A
|  |  | Single Convenience Outlet, Wall Mounted, WH |  |  | 2040 | sets | 86.48 | 176419.2 | 17.296 | 35283.84 | 0 | 0 | 211703.04 | 0.01139% | 11.3565 | 415.104 | [8 empty] | 0 | 0 | 0 | 0 | 0,;!0,;!0,;!0 | #N/A | #N/A
|  |  | One-gang Switch |  |  | 6268 | sets | 69.64 | 436503.52 | 13.928 | 87300.704 | 0 | 0 | 523804.224 | 0.02818% | 28.0987 | 1027.0671 | [8 empty] | 0 | 0 | 0 | 0 | 0,;!0,;!0,;!0 | #N/A | #N/A
|  |  | Two-gang Switch |  |  | 68 | sets | 113.39 | 7710.52 | 22.678 | 1542.104 | 0 | 0 | 9252.624 | 0.0004977% | 0.49634 | 18.1424 | [8 empty] | 0 | 0 | 0 | 0 | 0,;!0,;!0,;!0 | #N/A | #N/A
|  |  | Three-gang Switch |  |  | 2040 | sets | 147.407 | 300710.28 | 29.4814 | 60142.056 | 0 | 0 | 360852.336 | 0.01941% | 19.3574 | 707.5536 | [8 empty] | 0 | 0 | 0 | 0 | 0,;!0,;!0,;!0 | #N/A | #N/A
|  |  | Swithbank 1, (Sab-exit stairs, Sz, Sxy) - for GF only |  |  | 4 | sets | 4066.95 | 16267.8 | 1220.085 | 4880.34 | 0 | 0 | 21148.14 | 0.001138% | 1.1345 | 41.4669 | [8 empty] | 0 | 0 | 0 | 0 | 0,;!0,;!0,;!0 | #N/A | #N/A
|  | Lighting Fixtures |  |  |  | 1 | lot | 9688860.0452 | 9688860.0452 | 2652364.3578 | 2652364.3578 | 0 | 0 | 12341224.403 | 0.6639% | 662.026 | 24198.4792 | [8 empty] | 0 | 0 | 0 | 0 | 0,;!0,;!0,;!0 | #N/A | #N/A
|  |  | Receptacle only |  |  | 12240 | sets | 160.71 | 1967090.4 | 32.142 | 393418.08 | 0 | 0 | 2360508.48 | 0.127% | 126.6259 | 4628.448 | [8 empty] | 0 | 0 | 0 | 0 | 0,;!0,;!0,;!0 | #N/A | #N/A
|  |  | 1x36W Luminaire w/ Reflector |  |  | 560 | sets | 2500 | 1400000 | 500 | 280000 | 0 | 0 | 1680000 | 0.09037% | 90.121 | 3294.1176 | [8 empty] | 0 | 0 | 0 | 0 | 0,;!0,;!0,;!0 | #N/A | #N/A
|  |  | 18 Watts LED Surfaced Mounted Pinlight |  |  | 1600 | sets | 2072.2124 | 3315539.8595 | 621.6637 | 994661.9578 | 0 | 0 | 4310201.8173 | 0.2319% | 231.2142 | 8451.3761 | [8 empty] | 0 | 0 | 0 | 0 | 0,;!0,;!0,;!0 | #N/A | #N/A
|  |  | 40 Watts LED Pole Mounted Outdoor Light |  |  | 52 | sets | 2186 | 113672 | 437.2 | 22734.4 | 0 | 0 | 136406.4 | 0.007338% | 7.3173 | 267.4635 | [8 empty] | 0 | 0 | 0 | 0 | 0,;!0,;!0,;!0 | #N/A | #N/A
|  |  | Elevator Shaft Light |  |  | 72 | sets | 472.15 | 33994.8 | 188.86 | 13597.92 | 0 | 0 | 47592.72 | 0.00256% | 2.553 | 93.3191 | [8 empty] | 0 | 0 | 0 | 0 | 0,;!0,;!0,;!0 | #N/A | #N/A
|  |  | Exit Sign, 2.4V, Battery Back-up |  |  | 188 | sets | 3510 | 659880 | 1404 | 263952 | 0 | 0 | 923832 | 0.04969% | 49.5575 | 1811.4353 | [8 empty] | 0 | 0 | 0 | 0 | 0,;!0,;!0,;!0 | #N/A | #N/A
|  |  | Emergency Light w/ Battery Back-up |  |  | 456 | sets | 4821.6732 | 2198682.9857 | 1500 | 684000 | 0 | 0 | 2882682.9857 | 0.1551% | 154.6371 | 5652.3196 | [8 empty] | 0 | 0 | 0 | 0 | 0,;!0,;!0,;!0 | #N/A | #N/A
|  | Misc. & Consumables |  |  |  | 1 | lot | 1138713.7877 | 1138713.7877 | 113871.3788 | 113871.3788 | 0 | 0 | 1252585.1664 | 0.06738% | 67.193 | 2456.0493 | [8 empty] | 0 | 0 | 0 | 0 | 0,;!0,;!0,;!0 | #N/A | #N/A
|  | Hangers & Supports |  |  |  | 1 | lot | 1518285.0502 | 1518285.0502 | 151828.505 | 151828.505 | 0 | 0 | 1670113.5552 | 0.08984% | 89.5907 | 3274.7325 | [8 empty] | 0 | 0 | 0 | 0 | 0,;!0,;!0,;!0 | #N/A | #N/A
|  | Block-out & Pipe Sleeves |  |  |  | 1 | lot | 759142.5251 | 759142.5251 | 75914.2525 | 75914.2525 | 0 | 0 | 835056.7776 | 0.04492% | 44.7953 | 1637.3662 | [8 empty] | 0 | 0 | 0 | 0 | 0,;!0,;!0,;!0 | #N/A | #N/A
|  | Testing & Commissioning |  |  |  | 1 | lot | 910971.0301 | 910971.0301 | 91097.103 | 91097.103 | 0 | 0 | 1002068.1331 | 0.0539% | 53.7544 | 1964.8395 | [8 empty] | 0 | 0 | 0 | 0 | 0,;!0,;!0,;!0 | #N/A | #N/A
|  | General Requirements |  |  |  | 1 | lot | 0 | 0 | 0 | 0 | 4791862.447 | 4791862.447 | 4791862.447 | 0.2578% | 257.0521 | 9395.8087 | [8 empty] | 0 | 0 | 0 | 0 | 0,;!0,;!0,;!0 | #N/A | #N/A
6.0 | AUXILIARY |  |  |  |  | 1 | lot | 30136922.8055 | 30136922.8055 | 5617673.8317 | 5617673.8317 | 1157732.3109 | 1157732.3109 | 36912328.9481 | 1.986% | 1980.1052 | 72377.1156 | [8 empty] | 0 | 0 | 0 | 0 | 0,;!0,;!0,;!0 | #N/A | #N/A
|  | Telephone /Data |  |  |  | 1 | lot | 6510226.3936 | 6510226.3936 | 1793127.5088 | 1793127.5088 | 0 | 0 | 8303353.9024 | 0.4467% | 445.4207 | 16281.0861 | [8 empty] | 0 | 0 | 0 | 0 | 0,;!0,;!0,;!0 | #N/A | #N/A
|  |  | Roughing In |  |  | 1 | lot | 5779496.3936 | 5779496.3936 | 1500835.5088 | 1500835.5088 | 0 | 0 | 7280331.9024 | 0.3916% | 390.5422 | 14275.1606 | [8 empty] | 0 | 0 | 0 | 0 | 0,;!0,;!0,;!0 | #N/A | #N/A
|  |  |  | 20mmØ PVC Pipe including fittings |  | 13260 | lm | 34.4 | 456144 | 28.1786 | 373647.8571 | 0 | 0 | 829791.8571 | 0.04464% | 44.5129 | 1627.0429 | [8 empty] | 0 | 0 | 0 | 0 | 0,;!0,;!0,;!0 | #N/A | #N/A
|  |  |  | 50mmØ PVC Pipe including fittings |  | 52 | lm | 64.5457 | 3356.378 | 52.9275 | 2752.23 | 0 | 0 | 6108.608 | 0.0003286% | 0.32769 | 11.9777 | [8 empty] | 0 | 0 | 0 | 0 | 0,;!0,;!0,;!0 | #N/A | #N/A
|  |  |  | Wire Way 50mnx50mm |  | 4980 | lm | 918.457 | 4573916.0156 | 183.6914 | 914783.2031 | 0 | 0 | 5488699.2188 | 0.2952% | 294.4328 | 10762.1553 | [8 empty] | 0 | 0 | 0 | 0 | 0,;!0,;!0,;!0 | #N/A | #N/A
|  |  |  | Cable Ladder (200x100mm) |  | 196 | lm | 2108.5714 | 413280 | 609.246 | 119412.2185 | 0 | 0 | 532692.2185 | 0.02865% | 28.5755 | 1044.4945 | [8 empty] | 0 | 0 | 0 | 0 | 0,;!0,;!0,;!0 | #N/A | #N/A
|  |  |  | 2 x 4 Utility Box |  | 2048 | pcs | 68.75 | 140800 | 20.625 | 42240 | 0 | 0 | 183040 | 0.009846% | 9.8189 | 358.902 | [8 empty] | 0 | 0 | 0 | 0 | 0,;!0,;!0,;!0 | #N/A | #N/A
|  |  |  | TEL Pull Box |  | 64 | pcs | 3000 | 192000 | 750 | 48000 | 0 | 0 | 240000 | 0.01291% | 12.8744 | 470.5882 | [8 empty] | 0 | 0 | 0 | 0 | 0,;!0,;!0,;!0 | #N/A | #N/A
|  |  | Wiring In |  |  | 1 | lot | 0 | 0 | 0 | 0 | 0 | 0 | 0 | 0% | 0 | 0 | [8 empty] | 0 | 0 | 0 | 0 | 0,;!0,;!0,;!0 | #N/A | #N/A
|  |  |  | 4-Pairs Cat 6 UTP Cable - By Service Provider |  | 0 | lm | 0 | 0 | 0 | 0 | 0 | 0 | 0 | 0% | 0 | 0 | By Service Provider | [7 empty] | 0 | 0 | 0 | 0 | 0,;!0,;!0,;!0 | #N/A | #N/A
|  |  |  | Fiber Distribution Cable - By Service Provider |  | 0 | lm | 0 | 0 | 0 | 0 | 0 | 0 | 0 | 0% | 0 | 0 | By Service Provider | [7 empty] | 0 | 0 | 0 | 0 | 0,;!0,;!0,;!0 | #N/A | #N/A
|  |  | Equipment/Devices |  |  | 1 | lot | 730730 | 730730 | 292292 | 292292 | 0 | 0 | 1023022 | 0.05503% | 54.8784 | 2005.9255 | [8 empty] | 0 | 0 | 0 | 0 | 0,;!0,;!0,;!0 | #N/A | #N/A
|  |  |  | Wall Mounted Telephone/Data Outlet |  | 2044 | sets | 357.5 | 730730 | 143 | 292292 | 0 | 0 | 1023022 | 0.05503% | 54.8784 | 2005.9255 | [8 empty] | 0 | 0 | 0 | 0 | 0,;!0,;!0,;!0 | #N/A | #N/A
|  |  |  | ONU - Optical Network Unit - By Service Provider |  | 4 | sets | 0 | 0 | 0 | 0 | 0 | 0 | 0 | 0% | 0 | 0 | By Service Provider | [7 empty] | 0 | 0 | 0 | 0 | 0,;!0,;!0,;!0 | #N/A | #N/A
|  |  |  | Fiber Distribution Panel - By Service Provider |  | 0 | sets | 0 | 0 | 0 | 0 | 0 | 0 | 0 | 0% | 0 | 0 | By Service Provider | [7 empty] | 0 | 0 | 0 | 0 | 0,;!0,;!0,;!0 | #N/A | #N/A
|  |  |  | NAP- Network Access Point Box - By Service Provider |  | 0 | sets | 0 | 0 | 0 | 0 | 0 | 0 | 0 | 0% | 0 | 0 | By Service Provider | [7 empty] | 0 | 0 | 0 | 0 | 0,;!0,;!0,;!0 | #N/A | #N/A
|  |  |  | FTTHTC - Fiber to the Home Terminal Cabinet - By Service Provider |  | 0 | sets | 0 | 0 | 0 | 0 | 0 | 0 | 0 | 0% | 0 | 0 | By Service Provider | [7 empty] | 0 | 0 | 0 | 0 | 0,;!0,;!0,;!0 | #N/A | #N/A
|  | Closed Circuit Television System (CCTV) |  |  |  | 1 | lot | 1288599.8469 | 1288599.8469 | 242808.8356 | 242808.8356 | 0 | 0 | 1531408.6826 | 0.08238% | 82.1501 | 3002.7621 | [8 empty] | 0 | 0 | 0 | 0 | 0,;!0,;!0,;!0 | #N/A | #N/A
|  |  | Roughing In |  |  | 1 | lot | 411350.2 | 411350.2 | 122806.5 | 122806.5 | 0 | 0 | 534156.7 | 0.02873% | 28.654 | 1047.3661 | [8 empty] | 0 | 0 | 0 | 0 | 0,;!0,;!0,;!0 | #N/A | #N/A
|  |  |  | 20mmØ PVC Pipe including fittings |  | 1008 | lm | 34.4 | 34675.2 | 28.1786 | 28404 | 0 | 0 | 63079.2 | 0.003393% | 3.3838 | 123.6847 | [8 empty] | 0 | 0 | 0 | 0 | 0,;!0,;!0,;!0 | #N/A | #N/A
|  |  |  | 2 x 4 Utility Box |  | 68 | pcs | 68.75 | 4675 | 20.625 | 1402.5 | 0 | 0 | 6077.5 | 0.0003269% | 0.32602 | 11.9167 | [8 empty] | 0 | 0 | 0 | 0 | 0,;!0,;!0,;!0 | #N/A | #N/A
|  |  |  | CCTV Pullbox |  | 124 | pcs | 3000 | 372000 | 750 | 93000 | 0 | 0 | 465000 | 0.02501% | 24.9442 | 911.7647 | [8 empty] | 0 | 0 | 0 | 0 | 0,;!0,;!0,;!0 | #N/A | #N/A
|  |  | Wiring In |  |  | 1 | lot | 47683.5281 | 47683.5281 | 14734.2102 | 14734.2102 | 0 | 0 | 62417.7383 | 0.003358% | 3.3483 | 122.3877 | [8 empty] | 0 | 0 | 0 | 0 | 0,;!0,;!0,;!0 | #N/A | #N/A
|  |  |  | UTP Cable CAT6 4 Pairs |  | 824 | lm | 57.8684 | 47683.5281 | 17.8813 | 14734.2102 | 0 | 0 | 62417.7383 | 0.003358% | 3.3483 | 122.3877 | [8 empty] | 0 | 0 | 0 | 0 | 0,;!0,;!0,;!0 | #N/A | #N/A
|  |  | Equipment/Devices |  |  | 1 | lot | 829566.1188 | 829566.1188 | 105268.1254 | 105268.1254 | 0 | 0 | 934834.2442 | 0.05029% | 50.1477 | 1833.0083 | [8 empty] | 0 | 0 | 0 | 0 | 0,;!0,;!0,;!0 | #N/A | #N/A
|  |  |  | Dome Type Camera |  | 8 | sets | 5303.57 | 42428.56 | 795.54 | 6364.32 | 0 | 0 | 48792.88 | 0.002625% | 2.6174 | 95.6723 | [8 empty] | 0 | 0 | 0 | 0 | 0,;!0,;!0,;!0 | #N/A | #N/A
|  |  |  | Power Over Ethernet Switch (POE-Swithch) |  | 4 | sets | 21093.75 | 84375 | 4218.75 | 16875 | 0 | 0 | 101250 | 0.005446% | 5.4314 | 198.5294 | [8 empty] | 0 | 0 | 0 | 0 | 0,;!0,;!0,;!0 | #N/A | #N/A
|  |  |  | 16 Port POE Switch |  | 4 | sets | 21093.75 | 84375 | 4218.75 | 16875 | 0 | 0 | 101250 | 0.005446% | 5.4314 | 198.5294 | [8 empty] | 0 | 0 | 0 | 0 | 0,;!0,;!0,;!0 | #N/A | #N/A
|  |  |  | 16 Port Patch Panel |  | 4 | sets | 7961.955 | 31847.82 | 1592.391 | 6369.564 | 0 | 0 | 38217.384 | 0.002056% | 2.0501 | 74.936 | [8 empty] | 0 | 0 | 0 | 0 | 0,;!0,;!0,;!0 | #N/A | #N/A
|  |  |  | Patch Cord |  | 4 | sets | 480 | 1920 | 120 | 480 | 0 | 0 | 2400 | 0.0001291% | 0.12874 | 4.7059 | [8 empty] | 0 | 0 | 0 | 0 | 0,;!0,;!0,;!0 | #N/A | #N/A
|  |  |  | Core Switch |  | 4 | sets | 7077.29 | 28309.16 | 1061.59 | 4246.36 | 0 | 0 | 32555.52 | 0.001751% | 1.7464 | 63.8344 | [8 empty] | 0 | 0 | 0 | 0 | 0,;!0,;!0,;!0 | #N/A | #N/A
|  |  |  | NVR |  | 4 | sets | 36432.9412 | 145731.7647 | 3000 | 12000 | 0 | 0 | 157731.7647 | 0.008485% | 8.4613 | 309.278 | [8 empty] | 0 | 0 | 0 | 0 | 0,;!0,;!0,;!0 | #N/A | #N/A
|  |  |  | Workstation Keyboard + Cotntroller |  | 4 | sets | 20000 | 80000 | 2250 | 9000 | 0 | 0 | 89000 | 0.004787% | 4.7743 | 174.5098 | [8 empty] | 0 | 0 | 0 | 0 | 0,;!0,;!0,;!0 | #N/A | #N/A
|  |  |  | CCTV Monitor |  | 4 | sets | 35585.88 | 142343.52 | 3558.588 | 14234.352 | 0 | 0 | 156577.872 | 0.008423% | 8.3994 | 307.0154 | [8 empty] | 0 | 0 | 0 | 0 | 0,;!0,;!0,;!0 | #N/A | #N/A
|  |  |  | UPS-1Kva |  | 4 | sets | 23529.4118 | 94117.6471 | 2352.9412 | 9411.7647 | 0 | 0 | 103529.4118 | 0.005569% | 5.5537 | 202.9988 | [8 empty] | 0 | 0 | 0 | 0 | 0,;!0,;!0,;!0 | #N/A | #N/A
|  |  |  | Power Panel (30VAC/12V) |  | 4 | sets | 23529.4118 | 94117.6471 | 2352.9412 | 9411.7647 | 0 | 0 | 103529.4118 | 0.005569% | 5.5537 | 202.9988 | [8 empty] | 0 | 0 | 0 | 0 | 0,;!0,;!0,;!0 | #N/A | #N/A
|  | Fire Detection and Alarm System (FDAS) |  |  |  | 1 | lot | 20596730.4345 | 20596730.4345 | 3407600.8743 | 3407600.8743 | 0 | 0 | 24004331.3088 | 1.291% | 1287.6755 | 47067.3163 | [8 empty] | 0 | 0 | 0 | 0 | 0,;!0,;!0,;!0 | #N/A | #N/A
|  |  | Roughing In |  |  | 1 | lot | 2165117.0714 | 2165117.0714 | 1285794.9042 | 1285794.9042 | 0 | 0 | 3450911.9756 | 0.1856% | 185.1189 | 6766.4941 | [8 empty] | 0 | 0 | 0 | 0 | 0,;!0,;!0,;!0 | #N/A | #N/A
|  |  |  | 20mmØ PVC Pipe including fittings |  | 34900 | lm | 34.4 | 1200560 | 28.1786 | 983432.1429 | 0 | 0 | 2183992.1429 | 0.1175% | 117.1569 | 4282.3375 | [8 empty] | 0 | 0 | 0 | 0 | 0,;!0,;!0,;!0 | #N/A | #N/A
|  |  |  | 25mm diameter IMC including fittings |  | 932 | lm | 199.6161 | 186042.1786 | 129.7798 | 120954.7381 | 0 | 0 | 306996.9167 | 0.01651% | 16.4684 | 601.9547 | [8 empty] | 0 | 0 | 0 | 0 | 0,;!0,;!0,;!0 | #N/A | #N/A
|  |  |  | 20mmØ Liquidtigth Flexible Metal Conduit |  | 2040 | lm | 121 | 246840 | 20.57 | 41962.8 | 0 | 0 | 288802.8 | 0.01554% | 15.4924 | 566.28 | [8 empty] | 0 | 0 | 0 | 0 | 0,;!0,;!0,;!0 | #N/A | #N/A
|  |  |  | 2 x 4 Utility Box |  | 1632 | pcs | 68.75 | 112200 | 20.625 | 33660 | 0 | 0 | 145860 | 0.007846% | 7.8244 | 286 | [8 empty] | 0 | 0 | 0 | 0 | 0,;!0,;!0,;!0 | #N/A | #N/A
|  |  |  | 4 x 4 Octagonal Junction Box |  | 3324 | pcs | 62.9196 | 209144.8929 | 15.7299 | 52286.2232 | 0 | 0 | 261431.1161 | 0.01406% | 14.0241 | 512.61 | [8 empty] | 0 | 0 | 0 | 0 | 0,;!0,;!0,;!0 | #N/A | #N/A
|  |  |  | 4 x 4 Square Box |  | 188 | sets | 97.5 | 18330 | 29.25 | 5499 | 0 | 0 | 23829 | 0.001282% | 1.2783 | 46.7235 | [8 empty] | 0 | 0 | 0 | 0 | 0,;!0,;!0,;!0 | #N/A | #N/A
|  |  |  | Fire Alarm Pullbox w/ cover & terminal block for cable termination (300mmx300mmx200mm) |  | 64 | pcs | 3000 | 192000 | 750 | 48000 | 0 | 0 | 240000 | 0.01291% | 12.8744 | 470.5882 | [8 empty] | 0 | 0 | 0 | 0 | 0,;!0,;!0,;!0 | #N/A | #N/A
|  |  | Wiring In |  |  | 1 | lot | 3272544 | 3272544 | 781220 | 781220 | 0 | 0 | 4053764 | 0.2181% | 217.4579 | 7948.5569 | [8 empty] | 0 | 0 | 0 | 0 | 0,;!0,;!0,;!0 | #N/A | #N/A
|  |  |  | 2.5mm sq. (14 AWG) Twisted Pair - TF Wire |  | 10068 | lm | 73.3333 | 738320 | 14.6667 | 147664 | 0 | 0 | 885984 | 0.04766% | 47.5273 | 1737.2235 | [8 empty] | 0 | 0 | 0 | 0 | 0,;!0,;!0,;!0 | #N/A | #N/A
|  |  |  | 1.50mm sq. (16 AWG) Twisted Pair - TF Wire |  | 32912 | lm | 77 | 2534224 | 19.25 | 633556 | 0 | 0 | 3167780 | 0.1704% | 169.9307 | 6211.3333 | [8 empty] | 0 | 0 | 0 | 0 | 0,;!0,;!0,;!0 | #N/A | #N/A
|  |  | Equipment/Devices |  |  | 1 | lot | 15159069.3631 | 15159069.3631 | 1340585.9701 | 1340585.9701 | 0 | 0 | 16499655.3332 | 0.8875% | 885.0987 | 32352.2654 | [8 empty] | 0 | 0 | 0 | 0 | 0,;!0,;!0,;!0 | #N/A | #N/A
|  |  |  | Coventional Smoke Detector |  | 480 | sets | 1571.1104 | 754132.992 | 147.2916 | 70699.968 | 0 | 0 | 824832.96 | 0.04437% | 44.2469 | 1617.3195 | [8 empty] | 0 | 0 | 0 | 0 | 0,;!0,;!0,;!0 | #N/A | #N/A
|  |  |  | Addressable Smoke Detector |  | 2244 | set/s | 2977.5562 | 6681636.1198 | 242.9686 | 545221.5074 | 0 | 0 | 7226857.6272 | 0.3887% | 387.6737 | 14170.3091 | [8 empty] | 0 | 0 | 0 | 0 | 0,;!0,;!0,;!0 | #N/A | #N/A
|  |  |  | Addressable Heat Detector |  | 8 | set/s | 2744.1359 | 21953.0869 | 223.9215 | 1791.3719 | 0 | 0 | 23744.4588 | 0.001277% | 1.2737 | 46.5578 | [8 empty] | 0 | 0 | 0 | 0 | 0,;!0,;!0,;!0 | #N/A | #N/A
|  |  |  | Manual Pull Station |  | 188 | sets | 2294.6688 | 431397.7344 | 215.1252 | 40443.5376 | 0 | 0 | 471841.272 | 0.02538% | 25.3112 | 925.179 | [8 empty] | 0 | 0 | 0 | 0 | 0,;!0,;!0,;!0 | #N/A | #N/A
|  |  |  | Speaker Horn Strobe |  | 188 | sets | 6995.968 | 1315241.984 | 655.872 | 123303.936 | 0 | 0 | 1438545.92 | 0.07738% | 77.1686 | 2820.6783 | [8 empty] | 0 | 0 | 0 | 0 | 0,;!0,;!0,;!0 | #N/A | #N/A
|  |  |  | Graphic Annuciator |  | 64 | sets | 38293.76 | 2450800.64 | 3590.04 | 229762.56 | 0 | 0 | 2680563.2 | 0.1442% | 143.7947 | 5256.0063 | [8 empty] | 0 | 0 | 0 | 0 | 0,;!0,;!0,;!0 | #N/A | #N/A
|  |  |  | Firemans Telephone Jack |  | 64 | sets | 1793.792 | 114802.688 | 168.168 | 10762.752 | 0 | 0 | 125565.44 | 0.006754% | 6.7358 | 246.2067 | [8 empty] | 0 | 0 | 0 | 0 | 0,;!0,;!0,;!0 | #N/A | #N/A
|  |  |  | End of Line |  | 64 | sets | 8.5 | 544 | 3.4 | 217.6 | 0 | 0 | 761.6 | 4.097e-05% | 0.040855 | 1.4933 | [8 empty] | 0 | 0 | 0 | 0 | 0,;!0,;!0,;!0 | #N/A | #N/A
|  |  |  | Duct Smoke Detector |  | 12 | sets | 23279.46 | 279353.52 | 1939.955 | 23279.46 | 0 | 0 | 302632.98 | 0.01628% | 16.2343 | 593.398 | [8 empty] | 0 | 0 | 0 | 0 | 0,;!0,;!0,;!0 | #N/A | #N/A
|  |  |  | Addressable Zone Module for Conventional Detectors |  | 60 | set/s | 2901.6785 | 174100.7109 | 295.9712 | 17758.2725 | 0 | 0 | 191858.9835 | 0.01032% | 10.292 | 376.1941 | [8 empty] | 0 | 0 | 0 | 0 | 0,;!0,;!0,;!0 | #N/A | #N/A
|  |  |  | Monitor Module for Flow Switch |  | 64 | sets | 2627.072 | 168132.608 | 246.288 | 15762.432 | 0 | 0 | 183895.04 | 0.009892% | 9.8648 | 360.5785 | [8 empty] | 0 | 0 | 0 | 0 | 0,;!0,;!0,;!0 | #N/A | #N/A
|  |  |  | Monitor Module for Supervisory Switch |  | 64 | sets | 2627.072 | 168132.608 | 246.288 | 15762.432 | 0 | 0 | 183895.04 | 0.009892% | 9.8648 | 360.5785 | [8 empty] | 0 | 0 | 0 | 0 | 0,;!0,;!0,;!0 | #N/A | #N/A
|  |  |  | Monitor Module |  | 20 | sets | 3365.5168 | 67310.336 | 315.5172 | 6310.344 | 0 | 0 | 73620.68 | 0.00396% | 3.9493 | 144.3543 | [8 empty] | 0 | 0 | 0 | 0 | 0,;!0,;!0,;!0 | #N/A | #N/A
|  |  |  | Relay Module |  | 36 | sets | 3715.712 | 133765.632 | 348.348 | 12540.528 | 0 | 0 | 146306.16 | 0.00787% | 7.8484 | 286.8748 | [8 empty] | 0 | 0 | 0 | 0 | 0,;!0,;!0,;!0 | #N/A | #N/A
|  |  |  | UPS-1Kva |  | 4 | sets | 23529.4118 | 94117.6471 | 2352.9412 | 9411.7647 | 0 | 0 | 103529.4118 | 0.005569% | 5.5537 | 202.9988 | [8 empty] | 0 | 0 | 0 | 0 | 0,;!0,;!0,;!0 | #N/A | #N/A
|  |  |  | EVAC |  | 4 | sets | 63623.7 | 254494.8 | 6362.37 | 25449.48 | 0 | 0 | 279944.28 | 0.01506% | 15.0172 | 548.9104 | [8 empty] | 0 | 0 | 0 | 0 | 0,;!0,;!0,;!0 | #N/A | #N/A
|  |  |  | Addressable Fire Alarm Control Panel (FACP) |  | 4 | sets | 512288.064 | 2049152.256 | 48027.006 | 192108.024 | 0 | 0 | 2241260.28 | 0.1206% | 120.229 | 4394.628 | [8 empty] | 0 | 0 | 0 | 0 | 0,;!0,;!0,;!0 | #N/A | #N/A
|  | Misc. & Consumables |  |  |  | 1 | lot | 561731.0098 | 561731.0098 | 56173.101 | 56173.101 | 0 | 0 | 617904.1108 | 0.03324% | 33.1465 | 1211.5767 | [8 empty] | 0 | 0 | 0 | 0 | 0,;!0,;!0,;!0 | #N/A | #N/A
|  | Hangers & Supports |  |  |  | 1 | lot | 702163.7623 | 702163.7623 | 70216.3762 | 70216.3762 | 0 | 0 | 772380.1385 | 0.04155% | 41.4331 | 1514.4709 | [8 empty] | 0 | 0 | 0 | 0 | 0,;!0,;!0,;!0 | #N/A | #N/A
|  | Block-out & Pipe Sleeves |  |  |  | 1 | lot | 252778.9544 | 252778.9544 | 25277.8954 | 25277.8954 | 0 | 0 | 278056.8499 | 0.01496% | 14.9159 | 545.2095 | [8 empty] | 0 | 0 | 0 | 0 | 0,;!0,;!0,;!0 | #N/A | #N/A
|  | Testing & Commissioning |  |  |  | 1 | lot | 224692.4039 | 224692.4039 | 22469.2404 | 22469.2404 | 0 | 0 | 247161.6443 | 0.0133% | 13.2586 | 484.6307 | [8 empty] | 0 | 0 | 0 | 0 | 0,;!0,;!0,;!0 | #N/A | #N/A
|  | General Requirements |  |  |  | 1 | lot | 0 | 0 | 0 | 0 | 1157732.3109 | 1157732.3109 | 1157732.3109 | 0.06228% | 62.1048 | 2270.0634 | [8 empty] | 0 | 0 | 0 | 0 | 0,;!0,;!0,;!0 | #N/A | #N/A
7.0 | PLUMBING |  |  |  |  | 1 | lot | 81135169.0271 | 81135169.0271 | 27363772.3367 | 27363772.3367 | 10142857.1429 | 10142857.1429 | 118641798.5067 | 6.382% | 6364.3571 | 232630.9775 | [8 empty] | 0 | 0 | 0 | 0 | 0,;!0,;!0,;!0 | #N/A | #N/A
|  | Plumbing Fixtures |  |  |  | 1 | lot | 5219054.4 | 5219054.4 | 10733806.8 | 10733806.8 | 0 | 0 | 15952861.2 | 0.8581% | 855.7667 | 31280.12 | [8 empty] | 0 | 0 | 0 | 0 | 0,;!0,;!0,;!0 | #N/A | #N/A
|  |  | Floor Mounted, Wall Discharge Water Closet with tank, 1 piece (Square-ish design) |  |  | 2040 | set/s | 0 | 0 | 1000 | 2040000 | 0 | 0 | 2040000 | 0.1097% | 109.4327 | 4000 | [8 empty] | 0 | 0 | 0 | 0 | 0,;!0,;!0,;!0 | #N/A | #N/A
|  |  | Wall Hung Lavatory (Square-ish design) with complete accessories |  |  | 2040 | set/s | 0 | 0 | 1000 | 2040000 | 0 | 0 | 2040000 | 0.1097% | 109.4327 | 4000 | [8 empty] | 0 | 0 | 0 | 0 | 0,;!0,;!0,;!0 | #N/A | #N/A
|  |  | Single Lever, Single line Faucet SS satin or Chrome Finish |  |  | 2040 | set/s | 0 | 0 | 500 | 1020000 | 0 | 0 | 1020000 | 0.05487% | 54.7163 | 2000 | [8 empty] | 0 | 0 | 0 | 0 | 0,;!0,;!0,;!0 | #N/A | #N/A
|  |  | Bath Faucet with hand shower set, gunmetal finish |  |  | 2040 | set/s | 0 | 0 | 500 | 1020000 | 0 | 0 | 1020000 | 0.05487% | 54.7163 | 2000 | [8 empty] | 0 | 0 | 0 | 0 | 0,;!0,;!0,;!0 | #N/A | #N/A
|  |  | Spray Bidet, Stainless Steel Satin or Chrome finish |  |  | 2040 | set/s | 0 | 0 | 250 | 510000 | 0 | 0 | 510000 | 0.02743% | 27.3582 | 1000 | [8 empty] | 0 | 0 | 0 | 0 | 0,;!0,;!0,;!0 | #N/A | #N/A
|  |  | Toilet Paper Holder, Stainless Steel Satin or Chrome finish |  |  | 2040 | set/s | 0 | 0 | 250 | 510000 | 0 | 0 | 510000 | 0.02743% | 27.3582 | 1000 | [8 empty] | 0 | 0 | 0 | 0 | 0,;!0,;!0,;!0 | #N/A | #N/A
|  |  | Soapholder, Stainless Steel Satin or Chrome finish |  |  | 2040 | set/s | 0 | 0 | 250 | 510000 | 0 | 0 | 510000 | 0.02743% | 27.3582 | 1000 | [8 empty] | 0 | 0 | 0 | 0 | 0,;!0,;!0,;!0 | #N/A | #N/A
|  |  | Kitchen Sink w/ Faucet and accessories |  |  | 2040 | set/s | 0 | 0 | 1000 | 2040000 | 0 | 0 | 2040000 | 0.1097% | 109.4327 | 4000 | [8 empty] | 0 | 0 | 0 | 0 | 0,;!0,;!0,;!0 | #N/A | #N/A
|  |  | Grease Trap 5GPM |  |  | 2040 | set/s | 2558.36 | 5219054.4 | 511.67 | 1043806.8 | 0 | 0 | 6262861.2 | 0.3369% | 335.9616 | 12280.12 | [8 empty] | 0 | 0 | 0 | 0 | 0,;!0,;!0,;!0 | #N/A | #N/A
|  | Cold Water line Main Source |  |  |  | 1 | lot | 322816.8 | 322816.8 | 80704.2 | 80704.2 | 0 | 0 | 403521 | 0.02171% | 21.6463 | 791.2176 | [8 empty] | 0 | 0 | 0 | 0 | 0,;!0,;!0,;!0 | #N/A | #N/A
|  |  | PPR Pipes (150mm) w/ fittings |  |  | 120 | lm | 2690.14 | 322816.8 | 672.535 | 80704.2 | 0 | 0 | 403521 | 0.02171% | 21.6463 | 791.2176 | [8 empty] | 0 | 0 | 0 | 0 | 0,;!0,;!0,;!0 | #N/A | #N/A
|  | Cold Water line Upfeed |  |  |  | 1 | lot | 1084995.4025 | 1084995.4025 | 271248.8506 | 271248.8506 | 0 | 0 | 1356244.2532 | 0.07295% | 72.7536 | 2659.3025 | [8 empty] | 0 | 0 | 0 | 0 | 0,;!0,;!0,;!0 | #N/A | #N/A
|  |  | PPR Pipes (150mm) w/ fittings |  |  | 368 | lm | 2690.14 | 989971.52 | 672.535 | 247492.88 | 0 | 0 | 1237464.4 | 0.06657% | 66.3819 | 2426.4008 | [8 empty] | 0 | 0 | 0 | 0 | 0,;!0,;!0,;!0 | #N/A | #N/A
|  |  | PPR Pipes (100mm) w/ fittings |  |  | 52 | lm | 1317.498 | 68509.896 | 329.3745 | 17127.474 | 0 | 0 | 85637.37 | 0.004607% | 4.5939 | 167.9164 | [8 empty] | 0 | 0 | 0 | 0 | 0,;!0,;!0,;!0 | #N/A | #N/A
|  |  | PPR Pipes (75mm) w/ fittings |  |  | 24 | lm | 1104.7494 | 26513.9865 | 276.1874 | 6628.4966 | 0 | 0 | 33142.4832 | 0.001783% | 1.7779 | 64.9853 | [8 empty] | 0 | 0 | 0 | 0 | 0,;!0,;!0,;!0 | #N/A | #N/A
|  | Cold Water line Downfeed |  |  |  | 1 | lot | 1903840.8731 | 1903840.8731 | 475960.2183 | 475960.2183 | 0 | 0 | 2379801.0913 | 0.128% | 127.6608 | 4666.2766 | [8 empty] | 0 | 0 | 0 | 0 | 0,;!0,;!0,;!0 | #N/A | #N/A
|  |  | PPR Pipes (150mm) w/ fittings |  |  | 292 | lm | 2690.14 | 785520.88 | 672.535 | 196380.22 | 0 | 0 | 981901.1 | 0.05282% | 52.6726 | 1925.2963 | [8 empty] | 0 | 0 | 0 | 0 | 0,;!0,;!0,;!0 | #N/A | #N/A
|  |  | PPR Pipes (100mm) w/ fittings |  |  | 60 | lm | 1317.498 | 79049.88 | 329.3745 | 19762.47 | 0 | 0 | 98812.35 | 0.005315% | 5.3006 | 193.7497 | [8 empty] | 0 | 0 | 0 | 0 | 0,;!0,;!0,;!0 | #N/A | #N/A
|  |  | PPR Pipes (50mm) w/ fittings |  |  | 1784 | lm | 300.9934 | 536972.2731 | 75.2484 | 134243.0683 | 0 | 0 | 671215.3413 | 0.03611% | 36.0063 | 1316.1085 | [8 empty] | 0 | 0 | 0 | 0 | 0,;!0,;!0,;!0 | #N/A | #N/A
|  |  | PPR Pipes (40mm) w/ fittings |  |  | 1100 | lm | 275.54 | 303094 | 68.885 | 75773.5 | 0 | 0 | 378867.5 | 0.02038% | 20.3238 | 742.8775 | [8 empty] | 0 | 0 | 0 | 0 | 0,;!0,;!0,;!0 | #N/A | #N/A
|  |  | PPR Pipes (32mm) w/ fittings |  |  | 852 | lm | 103.28 | 87994.56 | 25.82 | 21998.64 | 0 | 0 | 109993.2 | 0.005917% | 5.9004 | 215.6729 | [8 empty] | 0 | 0 | 0 | 0 | 0,;!0,;!0,;!0 | #N/A | #N/A
|  |  | PPR Pipes (25mm) w/ fittings |  |  | 912 | lm | 121.94 | 111209.28 | 30.485 | 27802.32 | 0 | 0 | 139011.6 | 0.007478% | 7.4571 | 272.5718 | [8 empty] | 0 | 0 | 0 | 0 | 0,;!0,;!0,;!0 | #N/A | #N/A
|  | Cold water line branches - Hallway |  |  |  | 1 | lot | 2244277.28 | 2244277.28 | 561069.32 | 561069.32 | 0 | 0 | 2805346.6 | 0.1509% | 150.4885 | 5500.6796 | [8 empty] | 0 | 0 | 0 | 0 | 0,;!0,;!0,;!0 | #N/A | #N/A
|  |  | PPR Pipes (150mm) w/ fittings |  |  | 560 | lm | 2690.14 | 1506478.4 | 672.535 | 376619.6 | 0 | 0 | 1883098 | 0.1013% | 101.0159 | 3692.349 | [8 empty] | 0 | 0 | 0 | 0 | 0,;!0,;!0,;!0 | #N/A | #N/A
|  |  | PPR Pipes (100mm) w/ fittings |  |  | 560 | lm | 1317.498 | 737798.88 | 329.3745 | 184449.72 | 0 | 0 | 922248.6 | 0.04961% | 49.4726 | 1808.3306 | [8 empty] | 0 | 0 | 0 | 0 | 0,;!0,;!0,;!0 | #N/A | #N/A
|  | Cold water line branches - Utilities |  |  |  | 1 | lot | 5708995.9458 | 5708995.9458 | 1141919.2024 | 1141919.2024 | 0 | 0 | 6850915.1482 | 0.3685% | 367.5068 | 13433.167 | [8 empty] | 0 | 0 | 0 | 0 | 0,;!0,;!0,;!0 | #N/A | #N/A
|  |  | PPR Pipes (25mm) w/ fittings |  |  | 28 | lm | 121.94 | 3414.32 | 30.485 | 853.58 | 0 | 0 | 4267.9 | 0.0002296% | 0.22894 | 8.3684 | [8 empty] | 0 | 0 | 0 | 0 | 0,;!0,;!0,;!0 | #N/A | #N/A
|  |  | PPR Pipes (20mm) w/ fittings |  |  | 34640.1259 | lm | 164.7102 | 5705581.6258 | 32.9406 | 1141065.6224 | 0 | 0 | 6846647.2482 | 0.3683% | 367.2779 | 13424.7985 | [8 empty] | 0 | 0 | 0 | 0 | 0,;!0,;!0,;!0 | #N/A | #N/A
|  | Cold water line Valves & Accessories |  |  |  | 1 | lot | 15567296.6438 | 15567296.6438 | 1677169.5787 | 1677169.5787 | 0 | 0 | 17244466.2225 | 0.9276% | 925.0529 | 33812.6789 | [8 empty] | 0 | 0 | 0 | 0 | 0,;!0,;!0,;!0 | #N/A | #N/A
|  |  | Gate Valve 15mm |  |  | 12 | set/s | 501.6393 | 6019.6721 | 50.1639 | 601.9672 | 0 | 0 | 6621.6393 | 0.0003562% | 0.35521 | 12.9836 | [8 empty] | 0 | 0 | 0 | 0 | 0,;!0,;!0,;!0 | #N/A | #N/A
|  |  | Gate Valve 20mm |  |  | 2040 | set/s | 655.2 | 1336608 | 65.52 | 133660.8 | 0 | 0 | 1470268.8 | 0.07909% | 78.8703 | 2882.88 | [8 empty] | 0 | 0 | 0 | 0 | 0,;!0,;!0,;!0 | #N/A | #N/A
|  |  | Gate Valve 25mm |  |  | 2040 | set/s | 728 | 1485120 | 72.8 | 148512 | 0 | 0 | 1633632 | 0.08788% | 87.6337 | 3203.2 | [8 empty] | 0 | 0 | 0 | 0 | 0,;!0,;!0,;!0 | #N/A | #N/A
|  |  | Water Meter 25mm |  |  | 2040 | set/s | 2309.7336 | 4711856.5574 | 230.9734 | 471185.6557 | 0 | 0 | 5183042.2131 | 0.2788% | 278.0363 | 10162.8279 | [8 empty] | 0 | 0 | 0 | 0 | 0,;!0,;!0,;!0 | #N/A | #N/A
|  |  | Gate Valve 150mm |  |  | 16 | set/s | 34800 | 556800 | 3828 | 61248 | 0 | 0 | 618048 | 0.03325% | 33.1542 | 1211.8588 | [8 empty] | 0 | 0 | 0 | 0 | 0,;!0,;!0,;!0 | #N/A | #N/A
|  |  | Gate Valve 100mm |  |  | 92 | set/s | 19200 | 1766400 | 2112 | 194304 | 0 | 0 | 1960704 | 0.1055% | 105.179 | 3844.5176 | [8 empty] | 0 | 0 | 0 | 0 | 0,;!0,;!0,;!0 | #N/A | #N/A
|  |  | Gate Valve 75mm |  |  | 12 | set/s | 9200 | 110400 | 1012 | 12144 | 0 | 0 | 122544 | 0.006592% | 6.5737 | 240.2824 | [8 empty] | 0 | 0 | 0 | 0 | 0,;!0,;!0,;!0 | #N/A | #N/A
|  |  | Gate Valve 50mm |  |  | 136 | set/s | 1925 | 261800 | 211.75 | 28798 | 0 | 0 | 290598 | 0.01563% | 15.5887 | 569.8 | [8 empty] | 0 | 0 | 0 | 0 | 0,;!0,;!0,;!0 | #N/A | #N/A
|  |  | Gate Valve 40mm |  |  | 32 | set/s | 1309 | 41888 | 130.9 | 4188.8 | 0 | 0 | 46076.8 | 0.002479% | 2.4717 | 90.3467 | [8 empty] | 0 | 0 | 0 | 0 | 0,;!0,;!0,;!0 | #N/A | #N/A
|  |  | Check Valve 100mm |  |  | 12 | set/s | 22071 | 264852 | 2207.1 | 26485.2 | 0 | 0 | 291337.2 | 0.01567% | 15.6283 | 571.2494 | [8 empty] | 0 | 0 | 0 | 0 | 0,;!0,;!0,;!0 | #N/A | #N/A
|  |  | Hose Bibb |  |  | 12 | set/s | 650 | 7800 | 65 | 780 | 0 | 0 | 8580 | 0.0004615% | 0.46026 | 16.8235 | [8 empty] | 0 | 0 | 0 | 0 | 0,;!0,;!0,;!0 | #N/A | #N/A
|  |  | Equalizing Valve 100mm |  |  | 8 | set/s | 15030.3375 | 120242.7 | 1503.0338 | 12024.27 | 0 | 0 | 132266.97 | 0.007115% | 7.0953 | 259.347 | [8 empty] | 0 | 0 | 0 | 0 | 0,;!0,;!0,;!0 | #N/A | #N/A
|  |  | Y-Strainer 100mm |  |  | 12 | set/s | 19642.8571 | 235714.2857 | 2946.4286 | 35357.1429 | 0 | 0 | 271071.4286 | 0.01458% | 14.5412 | 531.5126 | [8 empty] | 0 | 0 | 0 | 0 | 0,;!0,;!0,;!0 | #N/A | #N/A
|  |  | Flexible Connector 75mm |  |  | 12 | set/s | 1620 | 19440 | 162 | 1944 | 0 | 0 | 21384 | 0.00115% | 1.1471 | 41.9294 | [8 empty] | 0 | 0 | 0 | 0 | 0,;!0,;!0,;!0 | #N/A | #N/A
|  |  | Flexible Connector 100mm |  |  | 36 | set/s | 3600 | 129600 | 1080 | 38880 | 0 | 0 | 168480 | 0.009063% | 9.0379 | 330.3529 | [8 empty] | 0 | 0 | 0 | 0 | 0,;!0,;!0,;!0 | #N/A | #N/A
|  |  | PRV 75mm |  |  | 12 | set/s | 164500 | 1974000 | 16450 | 197400 | 0 | 0 | 2171400 | 0.1168% | 116.4814 | 4257.6471 | [8 empty] | 0 | 0 | 0 | 0 | 0,;!0,;!0,;!0 | #N/A | #N/A
|  |  | Float Valve 100mm |  |  | 8 | set/s | 72850 | 582800 | 7285 | 58280 | 0 | 0 | 641080 | 0.03448% | 34.3898 | 1257.0196 | [8 empty] | 0 | 0 | 0 | 0 | 0,;!0,;!0,;!0 | #N/A | #N/A
|  |  | Float Valve 150mm |  |  | 8 | set/s | 98347.5 | 786780 | 9834.75 | 78678 | 0 | 0 | 865458 | 0.04655% | 46.4262 | 1696.9765 | [8 empty] | 0 | 0 | 0 | 0 | 0,;!0,;!0,;!0 | #N/A | #N/A
|  |  | Pressure Relief Valve 100mm |  |  | 12 | set/s | 92967 | 1115604 | 13945.05 | 167340.6 | 0 | 0 | 1282944.6 | 0.06901% | 68.8216 | 2515.5776 | [8 empty] | 0 | 0 | 0 | 0 | 0,;!0,;!0,;!0 | #N/A | #N/A
|  |  | Pressure Gauge |  |  | 24 | set/s | 2232.1429 | 53571.4286 | 223.2143 | 5357.1429 | 0 | 0 | 58928.5714 | 0.00317% | 3.1611 | 115.5462 | [8 empty] | 0 | 0 | 0 | 0 | 0,;!0,;!0,;!0 | #N/A | #N/A
|  | Sanitary Drainage System |  |  |  | 1 | lot | 25921834.3319 | 25921834.3319 | 7064154.5485 | 7064154.5485 | 0 | 0 | 32985988.8804 | 1.774% | 1769.4827 | 64678.4096 | [8 empty] | 0 | 0 | 0 | 0 | 0,;!0,;!0,;!0 | #N/A | #N/A
|  |  | Soil Stack Pipe - HDPE Pipe - 100mm w/ fittings |  |  | 3464 | lm | 1617.6669 | 5603598.0094 | 647.0667 | 2241439.2037 | 0 | 0 | 7845037.2131 | 0.422% | 420.835 | 15382.4259 | [8 empty] | 0 | 0 | 0 | 0 | 0,;!0,;!0,;!0 | #N/A | #N/A
|  |  | Sovent Aerator 100mm |  |  | 1020 | set/s | 5225.0446 | 5329545.5357 | 522.5045 | 532954.5536 | 0 | 0 | 5862500.0893 | 0.3154% | 314.4848 | 11495.0982 | [8 empty] | 0 | 0 | 0 | 0 | 0,;!0,;!0,;!0 | #N/A | #N/A
|  |  | BottomTurn Bend 110mm (Supertube) |  |  | 68 | pcs | 10365.5982 | 704860.6786 | 1036.5598 | 70486.0679 | 0 | 0 | 775346.7464 | 0.04171% | 41.5923 | 1520.2877 | [8 empty] | 0 | 0 | 0 | 0 | 0,;!0,;!0,;!0 | #N/A | #N/A
|  |  | Soil Stack Pipe - PVC Pipe - 100mm w/ fittings |  |  | 7136 | lm | 363.375 | 2593044 | 109.0125 | 777913.2 | 0 | 0 | 3370957.2 | 0.1813% | 180.8298 | 6609.72 | [8 empty] | 0 | 0 | 0 | 0 | 0,;!0,;!0,;!0 | #N/A | #N/A
|  |  | Soil Pipe - HDPE Pipe - 100mm w/ fittings |  |  | 3600 | lm | 1617.6669 | 5823600.7026 | 485.3001 | 1747080.2108 | 0 | 0 | 7570680.9133 | 0.4072% | 406.1175 | 14844.4724 | [8 empty] | 0 | 0 | 0 | 0 | 0,;!0,;!0,;!0 | #N/A | #N/A
|  |  | Soil Pipe - HDPE Pipe - 50mm w/ fittings |  |  | 5400 | lm | 438.6982 | 2368970.3572 | 131.6095 | 710691.1072 | 0 | 0 | 3079661.4644 | 0.1657% | 165.2037 | 6038.5519 | [8 empty] | 0 | 0 | 0 | 0 | 0,;!0,;!0,;!0 | #N/A | #N/A
|  |  | Soil Pipe - PVC Pipe - 300mm w/ fittings |  |  | 80 | lm | 2367.134 | 189370.72 | 710.1402 | 56811.216 | 0 | 0 | 246181.936 | 0.01324% | 13.2061 | 482.7097 | [8 empty] | 0 | 0 | 0 | 0 | 0,;!0,;!0,;!0 | #N/A | #N/A
|  |  | Soil Pipe - PVC Pipe - 250mm w/ fittings |  |  | 200 | lm | 2083.2406 | 416648.1265 | 416.6496 | 83329.918 | 0 | 0 | 499978.0445 | 0.02689% | 26.8206 | 980.3491 | [8 empty] | 0 | 0 | 0 | 0 | 0,;!0,;!0,;!0 | #N/A | #N/A
|  |  | Soil Pipe - PVC Pipe - 200mm w/ fittings |  |  | 192 | lm | 1260.9119 | 242095.082 | 252.1809 | 48418.7354 | 0 | 0 | 290513.8173 | 0.01563% | 15.5842 | 569.6349 | [8 empty] | 0 | 0 | 0 | 0 | 0,;!0,;!0,;!0 | #N/A | #N/A
|  |  | Soil Pipe - PVC Pipe - 100mm w/ fittings |  |  | 2688 | lm | 363.375 | 976752 | 109.0125 | 293025.6 | 0 | 0 | 1269777.6 | 0.0683% | 68.1153 | 2489.76 | [8 empty] | 0 | 0 | 0 | 0 | 0,;!0,;!0,;!0 | #N/A | #N/A
|  |  | Soil Pipe - PVC Pipe - 50mm w/ fittings |  |  | 8672 | lm | 192.96 | 1673349.12 | 57.888 | 502004.736 | 0 | 0 | 2175353.856 | 0.117% | 116.6935 | 4265.3997 | [8 empty] | 0 | 0 | 0 | 0 | 0,;!0,;!0,;!0 | #N/A | #N/A
|  | Storm Drainage System |  |  |  | 1 | lot | 4672018.1322 | 4672018.1322 | 1401605.4396 | 1401605.4396 | 0 | 0 | 6073623.5718 | 0.3267% | 325.8102 | 11909.0658 | [8 empty] | 0 | 0 | 0 | 0 | 0,;!0,;!0,;!0 | #N/A | #N/A
|  |  | Downspout- PVC Pipe - 100mm w/ fittings |  |  | 3500 | lm | 363.375 | 1271812.5 | 109.0125 | 381543.75 | 0 | 0 | 1653356.25 | 0.08894% | 88.6918 | 3241.875 | [8 empty] | 0 | 0 | 0 | 0 | 0,;!0,;!0,;!0 | #N/A | #N/A
|  |  | Drain Pipe - PVC Pipe - 150mm w/ fittings |  |  | 620 | lm | 778.658 | 482767.96 | 233.5974 | 144830.388 | 0 | 0 | 627598.348 | 0.03376% | 33.6665 | 1230.585 | [8 empty] | 0 | 0 | 0 | 0 | 0,;!0,;!0,;!0 | #N/A | #N/A
|  |  | Drain Pipe - PVC Pipe - 100mm w/ fittings |  |  | 244 | lm | 363.375 | 88663.5 | 109.0125 | 26599.05 | 0 | 0 | 115262.55 | 0.0062% | 6.1831 | 226.005 | [8 empty] | 0 | 0 | 0 | 0 | 0,;!0,;!0,;!0 | #N/A | #N/A
|  |  | Drain Pipe - PVC Pipe -50mm w/ fittings |  |  | 184 | lm | 192.96 | 35504.64 | 57.888 | 10651.392 | 0 | 0 | 46156.032 | 0.002483% | 2.476 | 90.502 | [8 empty] | 0 | 0 | 0 | 0 | 0,;!0,;!0,;!0 | #N/A | #N/A
|  |  | Drain Pipe - PVC Pipe - 150mm w/ fittings - Perporated |  |  | 652 | lm | 1323.7186 | 863064.5272 | 397.1156 | 258919.3582 | 0 | 0 | 1121983.8854 | 0.06035% | 60.1871 | 2199.9684 | [8 empty] | 0 | 0 | 0 | 0 | 0,;!0,;!0,;!0 | #N/A | #N/A
|  |  | Condensate Drain Stack - PVC Pipe - 50mm w/ fittings |  |  | 4144 | lm | 192.96 | 799626.24 | 57.888 | 239887.872 | 0 | 0 | 1039514.112 | 0.05592% | 55.7631 | 2038.263 | [8 empty] | 0 | 0 | 0 | 0 | 0,;!0,;!0,;!0 | #N/A | #N/A
|  |  | Condensate Drain Pipe - PVC Pipe - 50mm w/ fittings |  |  | 192 | lm | 192.96 | 37048.32 | 57.888 | 11114.496 | 0 | 0 | 48162.816 | 0.002591% | 2.5836 | 94.4369 | [8 empty] | 0 | 0 | 0 | 0 | 0,;!0,;!0,;!0 | #N/A | #N/A
|  |  | Condensate Drain Pipe - PVC Pipe - 25mm w/ fittings and insulation |  |  | 3100 | lm | 352.7518 | 1093530.445 | 105.8255 | 328059.1335 | 0 | 0 | 1421589.5785 | 0.07647% | 76.259 | 2787.4305 | [8 empty] | 0 | 0 | 0 | 0 | 0,;!0,;!0,;!0 | #N/A | #N/A
|  | Drain and Accessories |  |  |  | 1 | lot | 1922663 | 1922663 | 358104.0286 | 358104.0286 | 0 | 0 | 2280767.0286 | 0.1227% | 122.3482 | 4472.0922 | [8 empty] | 0 | 0 | 0 | 0 | 0,;!0,;!0,;!0 | #N/A | #N/A
|  |  | Floor Drain 50mm |  |  | 4132 | set/s | 380.8929 | 1573849.2857 | 76.1786 | 314769.8571 | 0 | 0 | 1888619.1429 | 0.1016% | 101.3121 | 3703.1748 | [8 empty] | 0 | 0 | 0 | 0 | 0,;!0,;!0,;!0 | #N/A | #N/A
|  |  | Floor Drain 100mm |  |  | 64 | set/s | 732.8571 | 46902.8571 | 146.5714 | 9380.5714 | 0 | 0 | 56283.4286 | 0.003028% | 3.0192 | 110.3597 | [8 empty] | 0 | 0 | 0 | 0 | 0,;!0,;!0,;!0 | #N/A | #N/A
|  |  | Scupper Drain 100mm |  |  | 68 | set/s | 1026 | 69768 | 205.2 | 13953.6 | 0 | 0 | 83721.6 | 0.004504% | 4.4911 | 164.16 | [8 empty] | 0 | 0 | 0 | 0 | 0,;!0,;!0,;!0 | #N/A | #N/A
|  |  | Oil Interceptor 50 GPM |  |  | 4 | set/s | 58035.7143 | 232142.8571 | 5000 | 20000 | 0 | 0 | 252142.8571 | 0.01356% | 13.5258 | 494.3978 | [8 empty] | 0 | 0 | 0 | 0 | 0,;!0,;!0,;!0 | #N/A | #N/A
|  |  | Catch Basin |  |  | 32 | set/s | 0 | 0 | 0 | 0 | 0 | 0 | 0 | 0% | 0 | 0 | [8 empty] | 0 | 0 | 0 | 0 | 0,;!0,;!0,;!0 | #N/A | #N/A
|  | Pipe Vents System |  |  |  | 1 | lot | 6171462.6409 | 6171462.6409 | 1851438.7923 | 1851438.7923 | 0 | 0 | 8022901.4332 | 0.4316% | 430.3762 | 15731.1793 | [8 empty] | 0 | 0 | 0 | 0 | 0,;!0,;!0,;!0 | #N/A | #N/A
|  |  | Vent Stack - HDPE Pipe 250mm w/ fittings |  |  | 24 | lm | 5008.2192 | 120197.2608 | 1502.4658 | 36059.1782 | 0 | 0 | 156256.439 | 0.008405% | 8.3821 | 306.3852 | [8 empty] | 0 | 0 | 0 | 0 | 0,;!0,;!0,;!0 | #N/A | #N/A
|  |  | Vent Stack - HDPE Pipe 150mm w/ fittings |  |  | 24 | lm | 2089.5 | 50148 | 626.85 | 15044.4 | 0 | 0 | 65192.4 | 0.003507% | 3.4971 | 127.8282 | [8 empty] | 0 | 0 | 0 | 0 | 0,;!0,;!0,;!0 | #N/A | #N/A
|  |  | Vent Stack - HDPE Pipe 100mm w/ fittings |  |  | 68 | lm | 1617.6669 | 110001.3466 | 485.3001 | 33000.404 | 0 | 0 | 143001.7506 | 0.007692% | 7.6711 | 280.3956 | [8 empty] | 0 | 0 | 0 | 0 | 0,;!0,;!0,;!0 | #N/A | #N/A
|  |  | Vent Stack - PVC Pipe 75mm w/ fittings |  |  | 7296 | lm | 272.783 | 1990224.768 | 81.8349 | 597067.4304 | 0 | 0 | 2587292.1984 | 0.1392% | 138.7913 | 5073.122 | [8 empty] | 0 | 0 | 0 | 0 | 0,;!0,;!0,;!0 | #N/A | #N/A
|  |  | Vent Branches - HDPE Pipe 250mm w/ fittings |  |  | 134.4 | lm | 5008.2192 | 673104.6605 | 1502.4658 | 201931.3981 | 0 | 0 | 875036.0586 | 0.04707% | 46.94 | 1715.757 | [8 empty] | 0 | 0 | 0 | 0 | 0,;!0,;!0,;!0 | #N/A | #N/A
|  |  | Vent Branches - HDPE Pipe 200mm w/ fittings |  |  | 134.4 | lm | 3234.1704 | 434672.5018 | 970.2511 | 130401.7505 | 0 | 0 | 565074.2523 | 0.0304% | 30.3125 | 1107.9887 | [8 empty] | 0 | 0 | 0 | 0 | 0,;!0,;!0,;!0 | #N/A | #N/A
|  |  | Vent Branches - HDPE Pipe 150mm w/ fittings |  |  | 579.6 | lm | 2089.5 | 1211074.2 | 626.85 | 363322.26 | 0 | 0 | 1574396.46 | 0.08469% | 84.4561 | 3087.0519 | [8 empty] | 0 | 0 | 0 | 0 | 0,;!0,;!0,;!0 | #N/A | #N/A
|  |  | Vent Branches - HDPE Pipe 100mm w/ fittings |  |  | 16.8 | lm | 1617.6669 | 27176.8033 | 485.3001 | 8153.041 | 0 | 0 | 35329.8443 | 0.0019% | 1.8952 | 69.2742 | [8 empty] | 0 | 0 | 0 | 0 | 0,;!0,;!0,;!0 | #N/A | #N/A
|  |  | Vent Branches - PVC Pipe 75mm w/ fittings |  |  | 5700 | lm | 272.783 | 1554863.1 | 81.8349 | 466458.93 | 0 | 0 | 2021322.03 | 0.1087% | 108.4307 | 3963.3765 | [8 empty] | 0 | 0 | 0 | 0 | 0,;!0,;!0,;!0 | #N/A | #N/A
|  | Overhead Water Tank (OHP) |  |  |  | 1 | lot | 0 | 0 | 0 | 0 | 7464285.7143 | 7464285.7143 | 7464285.7143 | 0.4015% | 400.4101 | 14635.8543 | [8 empty] | 0 | 0 | 0 | 0 | 0,;!0,;!0,;!0 | #N/A | #N/A
|  |  | Elevated Water Tank -64 cu.m |  |  | 4 | set/s | 0 | 0 | 0 | 0 | 1866071.4286 | 7464285.7143 | 7464285.7143 | 0.4015% | 400.4101 | 14635.8543 | [8 empty] | 0 | 0 | 0 | 0 | 0,;!0,;!0,;!0 | #N/A | #N/A
|  | Plumbing Pump and accessories |  |  |  | 1 | lot | 6250000 | 6250000 | 1260000 | 1260000 | 0 | 0 | 7510000 | 0.404% | 402.8624 | 14725.4902 | [8 empty] | 0 | 0 | 0 | 0 | 0,;!0,;!0,;!0 | #N/A | #N/A
|  |  | Transfer Pump - 325 gpm (each) @ 240Ft TDH,25hp, 400V, 3Ø, 60Hz, Triplex Type, w/ Controller & accessories |  |  | 4 | set/s | 1051785.7143 | 4207142.8571 | 150000 | 600000 | 0 | 0 | 4807142.8571 | 0.2586% | 257.8718 | 9425.7703 | [8 empty] | 0 | 0 | 0 | 0 | 0,;!0,;!0,;!0 | #N/A | #N/A
|  |  | Booster Pump - 145 gpm (each) @ 160ft TDH, 75hp, 400V, 3Ø, 60Hz, 1 Set Triplex Type, w/ controller, bladder tank & accessories |  |  | 4 | set/s | 464285.7143 | 1857142.8571 | 150000 | 600000 | 0 | 0 | 2457142.8571 | 0.1322% | 131.8097 | 4817.9272 | [8 empty] | 0 | 0 | 0 | 0 | 0,;!0,;!0,;!0 | #N/A | #N/A
|  |  | Elevator Sump Pump - 50 gpm @ 30ft TDH , 1hp, 230V,1Ø,60Hz, (2 Set Simplex Type w/ controller & accessories |  |  | 4 | set/s | 46428.5714 | 185714.2857 | 15000 | 60000 | 0 | 0 | 245714.2857 | 0.01322% | 13.181 | 481.7927 | [8 empty] | 0 | 0 | 0 | 0 | 0,;!0,;!0,;!0 | #N/A | #N/A
|  | Plumbing Controllers |  |  |  | 12 | set/s | 15000 | 180000 | 7500 | 90000 | 0 | 0 | 270000 | 0.01452% | 14.4837 | 529.4118 | [8 empty] | 0 | 0 | 0 | 0 | 0,;!0,;!0,;!0 | #N/A | #N/A
|  | Misc. & Consumables |  |  |  | 1 | lot | 1183854.7991 | 1183854.7991 | 118385.4799 | 118385.4799 | 0 | 0 | 1302240.279 | 0.07005% | 69.8567 | 2553.4123 | [8 empty] | 0 | 0 | 0 | 0 | 0,;!0,;!0,;!0 | #N/A | #N/A
|  | Hangers & Supports |  |  |  | 1 | lot | 1479818.4989 | 1479818.4989 | 147981.8499 | 147981.8499 | 0 | 0 | 1627800.3487 | 0.08756% | 87.3208 | 3191.7654 | [8 empty] | 0 | 0 | 0 | 0 | 0,;!0,;!0,;!0 | #N/A | #N/A
|  | Block-out & Pipe Sleeves |  |  |  | 1 | lot | 591927.3995 | 591927.3995 | 59192.74 | 59192.74 | 0 | 0 | 651120.1395 | 0.03502% | 34.9283 | 1276.7062 | [8 empty] | 0 | 0 | 0 | 0 | 0,;!0,;!0,;!0 | #N/A | #N/A
|  | Testing & Commissioning |  |  |  | 1 | lot | 710312.8795 | 710312.8795 | 71031.2879 | 71031.2879 | 0 | 0 | 781344.1674 | 0.04203% | 41.914 | 1532.0474 | [8 empty] | 0 | 0 | 0 | 0 | 0,;!0,;!0,;!0 | #N/A | #N/A
|  | General Requirements |  |  |  | 1 | lot | 0 | 0 | 0 | 0 | 2678571.4286 | 2678571.4286 | 2678571.4286 | 0.1441% | 143.6879 | 5252.1008 | [8 empty] | 0 | 0 | 0 | 0 | 0,;!0,;!0,;!0 | #N/A | #N/A
8.0 | FIRE PROTECTION |  |  |  |  | 1 | lot | 37804183.247 | 37804183.247 | 10006922.0175 | 10006922.0175 | 1704436.2999 | 1704436.2999 | 49515541.5644 | 2.664% | 2656.1852 | 97089.2972 | [8 empty] | 0 | 0 | 0 | 0 | 0,;!0,;!0,;!0 | #N/A | #N/A
|  | Wet / Dry Stand Pipe Works |  |  |  | 1 | lot | 4747545.3853 | 4747545.3853 | 1533214.6156 | 1533214.6156 | 0 | 0 | 6280760.0009 | 0.3379% | 336.9217 | 12315.2157 | [8 empty] | 0 | 0 | 0 | 0 | 0,;!0,;!0,;!0 | #N/A | #N/A
|  |  | Wet / Dry Stand Pipe Riser 200mm BI Pipes w/ fittings |  |  | 628 | lm | 2331.0577 | 1463904.2138 | 1398.6346 | 878342.5283 | 0 | 0 | 2342246.7421 | 0.126% | 125.6462 | 4592.6407 | [8 empty] | 0 | 0 | 0 | 0 | 0,;!0,;!0,;!0 | #N/A | #N/A
|  |  | Wet Stand Valves and accessories |  |  | 1 | lot | 3283641.1714 | 3283641.1714 | 654872.0873 | 654872.0873 | 0 | 0 | 3938513.2588 | 0.2119% | 211.2755 | 7722.575 | [8 empty] | 0 | 0 | 0 | 0 | 0,;!0,;!0,;!0 | #N/A | #N/A
|  |  |  | 65mm Pressure Reducing Fire Hose Valves w/ chain and cap (Brass) |  | 128 | sets | 15222.2143 | 1948443.4286 | 3044.4429 | 389688.6857 | 0 | 0 | 2338132.1143 | 0.1258% | 125.4255 | 4584.5728 | [8 empty] | 0 | 0 | 0 | 0 | 0,;!0,;!0,;!0 | #N/A | #N/A
|  |  |  | 3 x 65mm x 200mm Fire Department Connection |  | 4 | sets | 60171.4286 | 240685.7143 | 12034.2857 | 48137.1429 | 0 | 0 | 288822.8571 | 0.01554% | 15.4935 | 566.3193 | [8 empty] | 0 | 0 | 0 | 0 | 0,;!0,;!0,;!0 | #N/A | #N/A
|  |  |  | 200mm dia Check Valve |  | 4 | sets | 22640.7511 | 90563.0044 | 7771.3626 | 31085.4502 | 0 | 0 | 121648.4547 | 0.006544% | 6.5256 | 238.5264 | [8 empty] | 0 | 0 | 0 | 0 | 0,;!0,;!0,;!0 | #N/A | #N/A
|  |  |  | 200mm dia OS & Y Gate Valve / Control Valve with Supervisory Switch |  | 4 | sets | 30216.8632 | 120867.4527 | 10371.8378 | 41487.3514 | 0 | 0 | 162354.8041 | 0.008733% | 8.7093 | 318.3428 | [8 empty] | 0 | 0 | 0 | 0 | 0,;!0,;!0,;!0 | #N/A | #N/A
|  |  |  | 200mm Vertical Alarm Check Valve Assembly w/ Complete acc. |  | 4 | sets | 71435.25 | 285741 | 14287.05 | 57148.2 | 0 | 0 | 342889.2 | 0.01844% | 18.3938 | 672.3318 | [8 empty] | 0 | 0 | 0 | 0 | 0,;!0,;!0,;!0 | #N/A | #N/A
|  |  |  | 200mm AAV |  | 8 | sets | 40178.5714 | 321428.5714 | 4017.8571 | 32142.8571 | 0 | 0 | 353571.4286 | 0.01902% | 18.9668 | 693.2773 | [8 empty] | 0 | 0 | 0 | 0 | 0,;!0,;!0,;!0 | #N/A | #N/A
|  |  |  | 65mm x 65mm x 200mm Roof Manifold |  | 8 | sets | 34489 | 275912 | 6897.8 | 55182.4 | 0 | 0 | 331094.4 | 0.01781% | 17.7611 | 649.2047 | [8 empty] | 0 | 0 | 0 | 0 | 0,;!0,;!0,;!0 | #N/A | #N/A
|  | Feed Main |  |  |  | 1 | lot | 6354607.1823 | 6354607.1823 | 1440704.9722 | 1440704.9722 | 0 | 0 | 7795312.1545 | 0.4193% | 418.1675 | 15284.9258 | [8 empty] | 0 | 0 | 0 | 0 | 0,;!0,;!0,;!0 | #N/A | #N/A
|  |  | Feedmain 200mm BI Pipes w/ fittings |  |  | 316 | lm | 2331.0577 | 736614.2223 | 1398.6346 | 441968.5334 | 0 | 0 | 1178582.7556 | 0.0634% | 63.2233 | 2310.9466 | [8 empty] | 0 | 0 | 0 | 0 | 0,;!0,;!0,;!0 | #N/A | #N/A
|  |  | Feedmain Valve and Assembly |  |  | 1 | lot | 5617992.96 | 5617992.96 | 998736.4389 | 998736.4389 | 0 | 0 | 6616729.3989 | 0.3559% | 354.9443 | 12973.9792 | [8 empty] | 0 | 0 | 0 | 0 | 0,;!0,;!0,;!0 | #N/A | #N/A
|  |  |  | 100mm diameter FCV, Butterfly Valve.Victaulic. Wafer Type with Built In Supervisory Swith and Tamper Switch.incl fittings |  | 64 | sets | 28928.5714 | 1851428.5714 | 5785.7143 | 370285.7143 | 0 | 0 | 2221714.2857 | 0.1195% | 119.1805 | 4356.3025 | [8 empty] | 0 | 0 | 0 | 0 | 0,;!0,;!0,;!0 | #N/A | #N/A
|  |  |  | 100mm diameter Water Flow Swith |  | 64 | sets | 5234.8214 | 335028.5714 | 523.4821 | 33502.8571 | 0 | 0 | 368531.4286 | 0.01982% | 19.7693 | 722.6106 | [8 empty] | 0 | 0 | 0 | 0 | 0,;!0,;!0,;!0 | #N/A | #N/A
|  |  |  | 100mm dia Check Valve |  | 64 | sets | 39342.8571 | 2517942.8571 | 7868.5714 | 503588.5714 | 0 | 0 | 3021531.4286 | 0.1625% | 162.0854 | 5924.5714 | [8 empty] | 0 | 0 | 0 | 0 | 0,;!0,;!0,;!0 | #N/A | #N/A
|  |  |  | Pressure gauge 300 psi connection including fittings |  | 68 | sets | 3947.36 | 268420.48 | 394.736 | 26842.048 | 0 | 0 | 295262.528 | 0.01588% | 15.8389 | 578.9461 | [8 empty] | 0 | 0 | 0 | 0 | 0,;!0,;!0,;!0 | #N/A | #N/A
|  |  |  | 25mm Ø Inspector's Test Connection Assembly |  | 64 | sets | 7330.82 | 469172.48 | 733.082 | 46917.248 | 0 | 0 | 516089.728 | 0.02776% | 27.6848 | 1011.9406 | [8 empty] | 0 | 0 | 0 | 0 | 0,;!0,;!0,;!0 | #N/A | #N/A
|  |  |  | 25mm diameter Auxiliary drain inlcuding fittings |  | 64 | sets | 2750 | 176000 | 275 | 17600 | 0 | 0 | 193600 | 0.01041% | 10.3854 | 379.6078 | [8 empty] | 0 | 0 | 0 | 0 | 0,;!0,;!0,;!0 | #N/A | #N/A
|  | Crossmain |  |  |  | 1 | lot | 5723645.3714 | 5723645.3714 | 1717093.6114 | 1717093.6114 | 0 | 0 | 7440738.9829 | 0.4002% | 399.147 | 14589.6843 | [8 empty] | 0 | 0 | 0 | 0 | 0,;!0,;!0,;!0 | #N/A | #N/A
|  |  | Cross Main 100mm BI Pipes w/ fittings |  |  | 352 | lm | 1526.7857 | 537428.5714 | 458.0357 | 161228.5714 | 0 | 0 | 698657.1429 | 0.03758% | 37.4784 | 1369.916 | [8 empty] | 0 | 0 | 0 | 0 | 0,;!0,;!0,;!0 | #N/A | #N/A
|  |  | Cross Main 80mm BI Pipes w/ fittings |  |  | 3108 | lm | 1101.6 | 3423772.8 | 330.48 | 1027131.84 | 0 | 0 | 4450904.64 | 0.2394% | 238.7619 | 8727.264 | [8 empty] | 0 | 0 | 0 | 0 | 0,;!0,;!0,;!0 | #N/A | #N/A
|  |  | Cross Main 65mm BI Pipes w/ fittings |  |  | 2300 | lm | 766.28 | 1762444 | 229.884 | 528733.2 | 0 | 0 | 2291177.2 | 0.1232% | 122.9067 | 4492.5043 | [8 empty] | 0 | 0 | 0 | 0 | 0,;!0,;!0,;!0 | #N/A | #N/A
|  | Branchline |  |  |  | 1 | lot | 9332808.64 | 9332808.64 | 2799842.592 | 2799842.592 | 0 | 0 | 12132651.232 | 0.6526% | 650.8374 | 23789.5122 | [8 empty] | 0 | 0 | 0 | 0 | 0,;!0,;!0,;!0 | #N/A | #N/A
|  |  | Branch Line 50mm CPVC Pipes w/ fittings |  |  | 204 | lm | 553.2333 | 112859.6 | 165.97 | 33857.88 | 0 | 0 | 146717.48 | 0.007892% | 7.8704 | 287.6813 | [8 empty] | 0 | 0 | 0 | 0 | 0,;!0,;!0,;!0 | #N/A | #N/A
|  |  | Branch Line 40mm CPVC Pipes w/ fittings |  |  | 444 | lm | 450.79 | 200150.76 | 135.237 | 60045.228 | 0 | 0 | 260195.988 | 0.014% | 13.9578 | 510.1882 | [8 empty] | 0 | 0 | 0 | 0 | 0,;!0,;!0,;!0 | #N/A | #N/A
|  |  | Branch Line 32mm CPVC Pipes w/ fittings |  |  | 14244 | lm | 343.51 | 4892956.44 | 103.053 | 1467886.932 | 0 | 0 | 6360843.372 | 0.3422% | 341.2177 | 12472.2419 | [8 empty] | 0 | 0 | 0 | 0 | 0,;!0,;!0,;!0 | #N/A | #N/A
|  |  | Branch Line 25mm CPVC Pipes w/ fittings |  |  | 19976 | lm | 206.59 | 4126841.84 | 61.977 | 1238052.552 | 0 | 0 | 5364894.392 | 0.2886% | 287.7915 | 10519.4008 | [8 empty] | 0 | 0 | 0 | 0 | 0,;!0,;!0,;!0 | #N/A | #N/A
|  | Drain Pipe Works |  |  |  | 1 | lot | 269885.8 | 269885.8 | 79425.74 | 79425.74 | 0 | 0 | 349311.54 | 0.01879% | 18.7383 | 684.9246 | [8 empty] | 0 | 0 | 0 | 0 | 0,;!0,;!0,;!0 | #N/A | #N/A
|  |  | Drain Pipe Riser 50mm w/ fittings |  |  | 460 | lm | 553.23 | 254485.8 | 165.969 | 76345.74 | 0 | 0 | 330831.54 | 0.0178% | 17.7469 | 648.6893 | [8 empty] | 0 | 0 | 0 | 0 | 0,;!0,;!0,;!0 | #N/A | #N/A
|  |  | 50mm Drain Valve |  |  | 8 | set/s | 1925 | 15400 | 385 | 3080 | 0 | 0 | 18480 | 0.0009941% | 0.99133 | 36.2353 | [8 empty] | 0 | 0 | 0 | 0 | 0,;!0,;!0,;!0 | #N/A | #N/A
|  | Equiptment and Accessories Works |  |  |  | 1 | lot | 8101516.8629 | 8101516.8629 | 2109223.0857 | 2109223.0857 | 0 | 0 | 10210739.9486 | 0.5493% | 547.7395 | 20021.0587 | [8 empty] | 0 | 0 | 0 | 0 | 0,;!0,;!0,;!0 | #N/A | #N/A
|  |  | Upright Sprinkler Head 68°C |  |  | 1660 | sets | 247.68 | 411148.8 | 150 | 249000 | 0 | 0 | 660148.8 | 0.03551% | 35.4127 | 1294.4094 | [8 empty] | 0 | 0 | 0 | 0 | 0,;!0,;!0,;!0 | #N/A | #N/A
|  |  | Sidewall Sprinkler Head 68°C |  |  | 4232 | sets | 421.56 | 1784041.92 | 150 | 634800 | 0 | 0 | 2418841.92 | 0.1301% | 129.7551 | 4742.8273 | [8 empty] | 0 | 0 | 0 | 0 | 0,;!0,;!0,;!0 | #N/A | #N/A
|  |  | Sidewall Sprinkler Head 100°C |  |  | 2040 | sets | 636.1607 | 1297767.8571 | 150 | 306000 | 0 | 0 | 1603767.8571 | 0.08627% | 86.0317 | 3144.6429 | [8 empty] | 0 | 0 | 0 | 0 | 0,;!0,;!0,;!0 | #N/A | #N/A
|  |  | FE-1, 4.5Kg. ABC Dry Chemical |  |  | 220 | sets | 2087.8 | 459316 | 500 | 110000 | 0 | 0 | 569316 | 0.03062% | 30.5401 | 1116.3059 | [8 empty] | 0 | 0 | 0 | 0 | 0,;!0,;!0,;!0 | #N/A | #N/A
|  |  | FE-2, 4.5Kg. Dry Chemical Purple K |  |  | 136 | sets | 12337 | 1677832 | 500 | 68000 | 0 | 0 | 1745832 | 0.09391% | 93.6525 | 3423.2 | [8 empty] | 0 | 0 | 0 | 0 | 0,;!0,;!0,;!0 | #N/A | #N/A
|  |  | Fire Hose Cabinet complete with accessories ( Surfaced Mounted Type ) |  |  | 128 | sets | 19307.8929 | 2471410.2857 | 5792.3679 | 741423.0857 | 0 | 0 | 3212833.3714 | 0.1728% | 172.3475 | 6299.6733 | [8 empty] | 0 | 0 | 0 | 0 | 0,;!0,;!0,;!0 | #N/A | #N/A
|  | Misc. & Consumables |  |  |  | 1 | lot | 972426.911 | 972426.911 | 97242.6911 | 97242.6911 | 0 | 0 | 1069669.6021 | 0.05754% | 57.3808 | 2097.3914 | [8 empty] | 0 | 0 | 0 | 0 | 0,;!0,;!0,;!0 | #N/A | #N/A
|  | Hangers & Supports |  |  |  | 1 | lot | 1215533.6387 | 1215533.6387 | 121553.3639 | 121553.3639 | 0 | 0 | 1337087.0026 | 0.07192% | 71.726 | 2621.7392 | [8 empty] | 0 | 0 | 0 | 0 | 0,;!0,;!0,;!0 | #N/A | #N/A
|  | Block-out & Pipe Sleeves |  |  |  | 1 | lot | 486213.4555 | 486213.4555 | 48621.3455 | 48621.3455 | 0 | 0 | 534834.801 | 0.02877% | 28.6904 | 1048.6957 | [8 empty] | 0 | 0 | 0 | 0 | 0,;!0,;!0,;!0 | #N/A | #N/A
|  | Testing & Commissioning |  |  |  | 1 | lot | 600000 | 600000 | 60000 | 60000 | 0 | 0 | 660000 | 0.0355% | 35.4047 | 1294.1176 | [8 empty] | 0 | 0 | 0 | 0 | 0,;!0,;!0,;!0 | #N/A | #N/A
|  | General Requirements |  |  |  | 1 | lot | 0 | 0 | 0 | 0 | 1704436.2999 | 1704436.2999 | 1704436.2999 | 0.09168% | 91.4319 | 3342.032 | [8 empty] | 0 | 0 | 0 | 0 | 0,;!0,;!0,;!0 | #N/A | #N/A
9.0 | ALLIED SERVICES |  |  |  |  | 1 | lot | 0 | 0 | 0 | 0 | 20128571.4286 | 20128571.4286 | 20128571.4286 | 1.083% | 1079.7663 | 39467.7871 | [8 empty] | 0 | 0 | 0 | 0 | 0,;!0,;!0,;!0 | #N/A | #N/A
|  | Elevators |  |  |  | 1 | lot | 0 | 0 | 0 | 0 | 11678571.4286 | 11678571.4286 | 11678571.4286 | 0.6282% | 626.479 | 22899.1597 | [8 empty] | 0 | 0 | 0 | 0 | 0,;!0,;!0,;!0 | #N/A | #N/A
|  |  | Passenger Elevator-01 |  |  | 4 | units | 0 | 0 | 0 | 0 | 1839285.7143 | 7357142.8571 | 7357142.8571 | 0.3958% | 394.6626 | 14425.7703 | [8 empty] | 0 | 0 | 0 | 0 | 0,;!0,;!0,;!0 | #N/A | #N/A
|  |  | Passenger Elevator-02 (for Provision) |  |  | 0 | units | 0 | 0 | 0 | 0 | 0 | 0 | 0 | 0% | 0 | 0 | for Provision | [7 empty] | 0 | 0 | 0 | 0 | 0,;!0,;!0,;!0 | #N/A | #N/A
|  |  | Factory Acceptance, Testing and Commissioning |  |  | 4 | units | 0 | 0 | 0 | 0 | 1080357.1429 | 4321428.5714 | 4321428.5714 | 0.2325% | 231.8164 | 8473.3894 | [8 empty] | 0 | 0 | 0 | 0 | 0,;!0,;!0,;!0 | #N/A | #N/A
|  | Transformer |  |  |  | 1 | lot | 0 | 0 | 0 | 0 | 0 | 0 | 0 | 0% | 0 | 0 | By Meralco | [7 empty] | 0 | 0 | 0 | 0 | 0,;!0,;!0,;!0 | #N/A | #N/A
|  | Generator Set |  |  |  | 1 | lot | 0 | 0 | 0 | 0 | 8450000 | 8450000 | 8450000 | 0.4545% | 453.2873 | 16568.6275 | [8 empty] | 0 | 0 | 0 | 0 | 0,;!0,;!0,;!0 | #N/A | #N/A
|  |  | Genset -350KVA, 3P, 4WIRE, 400V, 60Hz |  |  | 4 | units | 0 | 0 | 0 | 0 | 2112500 | 8450000 | 8450000 | 0.4545% | 453.2873 | 16568.6275 | [8 empty] | 0 | 0 | 0 | 0 | 0,;!0,;!0,;!0 | #N/A | #N/A
[5 empty] | GRAND TOTAL (VAT Ex) | [8 empty] | 1859023517.4704 | 100% | 99724.4613 | 3645144.1519 |  | PMOBIDEnd | [6 empty] | 0 | 0 | 0 | 0 | 0,;!0,;!0,;!0 | #N/A | #N/A
|  | CONTINGENCY | [10 empty] | 2% | 31633860.1229 |  | 1696.9498 | 62027.1767
|  | FINANCIAL COST | [10 empty] | 0% | 0 |  | 0 | 0
|  | OVERHEAD | [10 empty] | 5% | 92951175.8735 |  | 4986.2231 | 182257.2076
|  | PROJECT MARK-UP | [10 empty] | 15.32% | 284804650.281 |  | 15277.908 | 558440.4907
[5 empty] | BID PRICE (VAT Ex) | [8 empty] | 2268413203.7479 |  | 121685.5422 | 4447869.027
|  | TAXES | [10 empty] | 12% | 272209584.4497
[5 empty] | BID PRICE (VAT In) | [8 empty] | 2540622788.1976 |  | 136287.8073 | 4981613.3102
| Reviewed and Agreed by: |  |  |  |  | Approved by: | [5 empty] | Approved by:
| MARK ANTHONY GOLES |  |  |  |  | JULES NORMAN RONQUILLO | [5 empty] | FREDERICK TAN
| Commercial and Contracts Head |  |  |  |  | AVP - Operations | [5 empty] | Chief Operating Officer
Setup BCB
Group
Ungroup
Create IBB
Group
Ungroup
Create IBB
Setup BCB
Group
Ungroup
Create IBB
Setup BCB
Group
Ungroup
Create IBB
Setup BCB
Group
Ungroup
Create IBB
Setup BCB

## Bid Summary
|  |  | SUMMARY OF BID PACKAGES |  |  | BCB2
2026 05 15
Project | : | STREVI RESIDENCES - (1 Parking , 15-Typical Floors & RD) |  |  |  |  | CFA (m2) : | 18641.6
Location | : | Brgy. Salinas 1, Bacoor, Cavite |  |  |  |  | Total # of Units : | 510
Package | : | Complete Design & Build of CSA and MEPF Works |  |  |  |  | No. of Bldgs : | 4
[7 empty] | Site Dev't : | 19792
NO. |  |  | PACKAGE |  | COST / BLDG | TOTAL COST (4 BLDG) | COST / CFA | COST / UNIT | %Wt
1 | GENERAL REQUIREMENTS |  |  |  | 69332627.8313 | 277330511.3253 | 3719.2423 | 135946.3291 | 13.67%
|  | Mobilization/Demobilization |  |  | 322210.078 | 1288840.3119 | 17.2845 | 631.7845 | 0.06354%
|  | Temp. Facil. - Site Devt., Offices & Utilities |  |  | 5979922.7215 | 23919690.8861 | 320.7838 | 11725.3387 | 1.179%
|  | Temp. Facil. - Utilities installed in Bldg |  |  | 1433129.6325 | 5732518.5298 | 76.878 | 2810.0581 | 0.2826%
|  | Office Equip & Supplies |  |  | 992040.9238 | 3968163.6952 | 53.2165 | 1945.1783 | 0.1956%
|  | Site Management Organization (HR) (No. of Staffs) |  |  | 14049179.7681 | 56196719.0723 | 753.6467 | 27547.4113 | 2.771%
|  | Support Crew -Admin workers |  |  | 2732920.4123 | 10931681.6491 | 146.6033 | 5358.6675 | 0.539%
|  | Utilities (Power/ Water/ Comm) |  |  | 2094433.2063 | 8377732.8253 | 112.3527 | 4106.7318 | 0.413%
|  | Security Services |  |  | 2105221.9366 | 8420887.7465 | 112.9314 | 4127.8862 | 0.4152%
|  | Housekeeping & Sanitation Services |  |  | 942781.1255 | 3771124.502 | 50.574 | 1848.5904 | 0.1859%
|  | Support Equipment |  |  | 20635756.09 | 82543024.3599 | 1106.9734 | 40462.2668 | 4.07%
|  | Fuel and Oil |  |  | 1653498.75 | 6613995 | 88.6994 | 3242.1544 | 0.3261%
|  | Safety Provisions, Safety Measures and First Aid Support |  |  | 6006761.0309 | 24027044.1237 | 322.2235 | 11777.9628 | 1.185%
|  | Drawing Services |  |  | 7288833.6768 | 29155334.7071 | 390.9983 | 14291.8307 | 1.437%
|  | Bonds, Insurances & Permits |  |  | 2504104.0459 | 10016416.1835 | 134.3288 | 4910.0079 | 0.4938%
|  | Material Testing |  |  | 106626.026 | 426504.104 | 5.7198 | 209.0706 | 0.02103%
|  | Property Damage |  |  | 0 | 0 | 0 | 0 | 0%
|  | Project, Owner and Consultant Details |  |  | 485208.4072 | 1940833.6289 | 26.0283 | 951.389 | 0.09569%
2 | BUILDINGS 1 TO 4 ( 4 Bldgs) |  |  |  | 395423251.5363 | 1581693006.1451 | 21211.873 | 775339.7089 | 77.98%
|  | STRUCTURAL WORKS |  |  | 182392002.9942 | 729568011.9767 | 9784.1389 | 357631.3784 | 35.97%
|  |  | Siteworks |  | 7491722.5357 | 29966890.1429 | 401.8819 | 14689.652 | 1.477%
|  |  | Rebar |  | 23906313.3693 | 95625253.4771 | 1282.4175 | 46875.1243 | 4.715%
|  |  | Formworks |  | 6029812.3571 | 24119249.4286 | 323.46 | 11823.1615 | 1.189%
|  |  | Concrete |  | 26528675.7779 | 106114703.1114 | 1423.0901 | 52017.0113 | 5.232%
|  |  | Structural Precast |  | 79052512.976 | 316210051.9038 | 4240.6506 | 155004.9274 | 15.59%
|  |  | Architectural Precast |  | 39382965.9782 | 157531863.9129 | 2112.6387 | 77221.5019 | 7.767%
|  | ARCHITECTURAL WORKS |  |  | 109308895.1342 | 437235580.537 | 5863.7078 | 214331.1669 | 21.56%
|  |  | Masonry |  | 21214196.8368 | 84856787.347 | 1138.003 | 41596.4644 | 4.184%
|  |  | Stoneworks |  | 287785.7143 | 1151142.8571 | 15.4378 | 564.2857 | 0.05675%
|  |  | Tiling Works |  | 15011112.3095 | 60044449.2381 | 805.2481 | 29433.5535 | 2.96%
|  |  | Drywall & Ceiling |  | 3653620.9821 | 14614483.9286 | 195.9929 | 7163.9627 | 0.7205%
|  |  | Thermal & Moisture Protection |  | 1732566.5287 | 6930266.1148 | 92.9409 | 3397.1893 | 0.3417%
|  |  | Doors and Jamb |  | 9392791.6667 | 37571166.6667 | 503.8619 | 18417.2386 | 1.852%
|  |  | Hardwares |  | 3166706.3393 | 12666825.3571 | 169.8731 | 6209.2281 | 0.6245%
|  |  | Metal Works |  | 12890055.9114 | 51560223.6457 | 691.4673 | 25274.6194 | 2.542%
|  |  | Painting Works |  | 18454267.6786 | 73817070.7143 | 989.9508 | 36184.8386 | 3.639%
|  |  | Aluminum Glass & Glazing Works |  | 9212243.8828 | 36848975.5312 | 494.1767 | 18063.2233 | 1.817%
|  |  | Cabinetry |  | 7285714.2857 | 29142857.1429 | 390.831 | 14285.7143 | 1.437%
|  |  | Specialties |  | 383754.0984 | 1535016.3934 | 20.5859 | 752.459 | 0.07568%
|  |  | Plumbing Fixtures |  | 6624078.9 | 26496315.6 | 355.3385 | 12988.39 | 1.306%
|  | MEPFS WORKS |  |  | 103722353.4079 | 414889413.6315 | 5564.0263 | 203377.1635 | 20.45%
|  |  | Mechanical |  | 11903578.0852 | 47614312.341 | 638.5492 | 23340.3492 | 2.347%
|  |  | Electrical |  | 35519215.2107 | 142076860.8427 | 1905.3737 | 69645.52 | 7.005%
|  |  | Auxiliary |  | 9228082.237 | 36912328.9481 | 495.0263 | 18094.2789 | 1.82%
|  |  | Plumbing |  | 29660449.6267 | 118641798.5067 | 1591.0893 | 58157.7444 | 5.849%
|  |  | Fire Protection |  | 12378885.3911 | 49515541.5644 | 664.0463 | 24272.3243 | 2.441%
|  |  | Allied Services |  | 5032142.8571 | 20128571.4286 | 269.9416 | 9866.9468 | 0.9924%
|  | SITE DEVELOPMENT |  |  | 42323031.0678 | 169292124.2711 | 8553.5633 | 82986.3354 | 8.346%
| GRAND TOTAL (VAT Ex) |  |  |  | 507078910.4354 | 2028315641.7415 | 33484.6786 | 994272.3734 | 100%
|  | CONTINGENCY |  | 2% | 8754925.6521 | 35019702.6083 | 595.3087 | 17166.5209
FINANCIAL COST
|  | OVERHEAD |  | 5% | 25353945.5218 | 101415782.0871 | 1674.2339 | 49713.6187
|  | PROJECT MARK-UP |  | 15.32% | 77685102.0949 | 310740408.3795 | 5129.8932 | 152323.7296
| BID PRICE (VAT Ex) |  |  |  | 618872883.7041 | 2475491534.8164 | 40884.1145 | 1213476.2426
|  | TAXES |  | 12% | 74264746.0445 | 297058984.178 | 4906.0937 | 145617.1491
| BID PRICE (VAT In) |  |  |  | 693137629.7486 | 2772550518.9943 | 45790.2082 | 1359093.3917
| Reviewed and Agreed by: |  |  |  | Approved by:
| MARK ANTHONY GOLES |  |  |  | JULES NORMAN RONQUILLO |  |  | FREDERICK TAN
| Commercial and Contracts Head |  |  |  | AVP - Operations |  |  | Chief Operating Officer